## TAKEOFF BREAKDOWN
DETAILED BREAKDOWN OF ITEMS
CLIENT'S INFORMATION
CONTACT:
COMPANY:
E-MAIL ADDRESS:
PHONE NUMBER:
PROJECT ID: SAMPLE ESTIMATE COMPLETE GC
2025-01-23
ITEM # | DWG. # | DETAIL # | CSI # | DESCRIPTION | QTY. | WASTE | QTY. W/ WASTE | UNIT | UNIT MANHOUR | TOTAL HOURS | HOURLY WAGE | UNIT COST (MATERIAL) | UNIT COST (LAB. + EQUIP.) | TOTAL COST (MATERIAL) | TOTAL COST (LAB. + EQUIP.) | ITEM COST | TRADE COST
|  |  | 10000 | DIVISION 01 - GENERAL REQUIRMENTS
1 |  |  |  | Mobilization & Demobilization | 1 | 0% | 1 | LS | HRS | HRS | 0 | 0 | 0 | 0 | 0 | 0
2 |  |  |  | Bond & Insurance | 1 | 0% | 1 | LS | HRS | HRS | 0 | 0 | 0 | 0 | 0 | 0
3 |  |  |  | Project Supervision & Project Management | 1 | 0% | 1 | LS | HRS | HRS | 0 | 0 | 0 | 0 | 0 | 0
4 |  |  |  | Submittals, Samples, Shop Drawings, Site Safety Plans Etc. | 1 | 0% | 1 | LS | HRS | HRS | 0 | 0 | 0 | 0 | 0 | 0
5 |  |  |  | Project Schedule | 1 | 0% | 1 | LS | HRS | HRS | 0 | 0 | 0 | 0 | 0 | 0
6 |  |  |  | Temporary Facilities & Controls | 1 | 0% | 1 | LS | HRS | HRS | 0 | 0 | 0 | 0 | 0 | 0
7 |  |  |  | Closeout Procedures | 1 | 0% | 1 | LS | HRS | HRS | 0 | 0 | 0 | 0 | 0 | 0
8 |  |  |  | Office Overhaed | 1 | 0% | 1 | LS | HRS | HRS | 0 | 0 | 0 | 0 | 0 | 0
9 |  |  |  | Permits | 1 | 0% | 1 | LS | HRS | HRS | 0 | 0 | 0 | 0 | 0 | 0
|  |  |  | Subtotal (General Requirments) | [5 empty] | 0 |  |  |  | 0 | 0 |  | 0
|  |  | 20000 | DIVISION 02 - EXISTING CONSTRUCTION
BUILDING DEMOLITION
10 |  |  |  | Removal of concrete light well wall w/ steel grate | 34.352 | 10% | 37.7872 | FT | HRS | HRS | 0 | 0 | 0 | 0 | 0 | 0
11 |  |  |  | Removal of concrete slab on grade | 758.4 | 10% | 834.24 | SF | HRS | HRS | 0 | 0 | 0 | 0 | 0 | 0
12 |  |  |  | Disconnect & removal of existing active gas meter | 1 | 0% | 1 | EA | HRS | HRS | 0 | 0 | 0 | 0 | 0 | 0
13 |  |  |  | Disconnect & removal of existing active water meter | 1 | 0% | 1 | EA | HRS | HRS | 0 | 0 | 0 | 0 | 0 | 0
14 |  |  |  | Disconnect & removal of existing pipings | 88.38 | 10% | 97.218 | FT | HRS | HRS | 0 | 0 | 0 | 0 | 0 | 0
15 |  |  |  | Removal of 20 KW natural gas generator & made ready for reinstallation | 1 | 0% | 1 | EA | HRS | HRS | 0 | 0 | 0 | 0 | 0 | 0
16 |  |  |  | Removal of abondoned water meter | 1 | 0% | 1 | EA | HRS | HRS | 0 | 0 | 0 | 0 | 0 | 0
17 |  |  |  | Removal of cast iron radiator & all associated valves & hydronic piping | 4 | 0% | 4 | EA | HRS | HRS | 0 | 0 | 0 | 0 | 0 | 0
18 |  |  |  | Removal of countertops | 37.5 | 10% | 41.25 | SF | HRS | HRS | 0 | 0 | 0 | 0 | 0 | 0
19 |  |  |  | Removal of existing brick chimney | 1 | 0% | 1 | EA | HRS | HRS | 0 | 0 | 0 | 0 | 0 | 0
20 |  |  |  | Removal of existing concrete basement entry stairs | 8 | 0% | 8 | EA | HRS | HRS | 0 | 0 | 0 | 0 | 0 | 0
21 |  |  |  | Removal of existing concrete foundation pad w/ stem wall | 119.801 | 10% | 131.7811 | FT | HRS | HRS | 0 | 0 | 0 | 0 | 0 | 0
22 |  |  |  | Removal of existing electric water heaters | 1 | 0% | 1 | EA | HRS | HRS | 0 | 0 | 0 | 0 | 0 | 0
23 |  |  |  | Removal of existing electrical equipment | 1 | 0% | 1 | EA | HRS | HRS | 0 | 0 | 0 | 0 | 0 | 0
24 |  |  |  | Removal of existing exhasut fans | 1 | 0% | 1 | EA | HRS | HRS | 0 | 0 | 0 | 0 | 0 | 0
25 |  |  |  | Removal of existing gas fired boiler & all associated components | 1 | 0% | 1 | EA | HRS | HRS | 0 | 0 | 0 | 0 | 0 | 0
26 |  |  |  | Removal of existing gas fired unit heater | 1 | 0% | 1 | EA | HRS | HRS | 0 | 0 | 0 | 0 | 0 | 0
27 |  |  |  | Removal of existing hose bib | 1 | 0% | 1 | EA | HRS | HRS | 0 | 0 | 0 | 0 | 0 | 0
28 |  |  |  | Removal of existing lighting, outlets, switches, conduit, wiring etc on all levels (Area: 2632 SF ) | 1 | 0% | 1 | LS | HRS | HRS | 0 | 0 | 0 | 0 | 0 | 0
29 |  |  |  | Removal of existing refrigerator | 1 | 0% | 1 | EA | HRS | HRS | 0 | 0 | 0 | 0 | 0 | 0
30 |  |  |  | Removal of existing stair railings | 54.242 | 10% | 59.6662 | FT | HRS | HRS | 0 | 0 | 0 | 0 | 0 | 0
31 |  |  |  | Removal of existing utility meter | 1 | 0% | 1 | EA | HRS | HRS | 0 | 0 | 0 | 0 | 0 | 0
32 |  |  |  | Removal of existing whelen siren controller & all associated equipments | 1 | 0% | 1 | EA | HRS | HRS | 0 | 0 | 0 | 0 | 0 | 0
33 |  |  |  | Removal of existing wooden stairs | 28 | 0% | 28 | RISERS | HRS | HRS | 0 | 0 | 0 | 0 | 0 | 0
34 |  |  |  | Removal of exterior basement hatch | 22.5 | 10% | 24.75 | SF | HRS | HRS | 0 | 0 | 0 | 0 | 0 | 0
35 |  |  |  | Removal of exterior concrete entry stoop | 1 | 0% | 1 | RISERS | HRS | HRS | 0 | 0 | 0 | 0 | 0 | 0
36 |  |  |  | Removal of exterior concrete garage stoop | 1 | 0% | 1 | RISERS | HRS | HRS | 0 | 0 | 0 | 0 | 0 | 0
37 |  |  |  | Removal of exterior entry doors | 2 | 0% | 2 | EA | HRS | HRS | 0 | 0 | 0 | 0 | 0 | 0
38 |  |  |  | Removal of exterior windows | 10 | 0% | 10 | EA | HRS | HRS | 0 | 0 | 0 | 0 | 0 | 0
39 |  |  |  | Removal of floor joists w/ sheathing & floor finishes | 1215.2 | 10% | 1336.72 | SF | HRS | HRS | 0 | 0 | 0 | 0 | 0 | 0
40 |  |  |  | Removal of garage overhead doors | 1 | 0% | 1 | EA | HRS | HRS | 0 | 0 | 0 | 0 | 0 | 0
41 |  |  |  | Removal of hand wash sink | 1 | 0% | 1 | EA | HRS | HRS | 0 | 0 | 0 | 0 | 0 | 0
42 |  |  |  | Removal of interior wooden double doors | 1 | 0% | 1 | EA | HRS | HRS | 0 | 0 | 0 | 0 | 0 | 0
43 |  |  |  | Removal of interior wooden single doors | 2 | 0% | 2 | EA | HRS | HRS | 0 | 0 | 0 | 0 | 0 | 0
44 |  |  |  | Removal of interior wooden walls | 599.269 | 10% | 659.1959 | SF | HRS | HRS | 0 | 0 | 0 | 0 | 0 | 0
45 |  |  |  | Removal of kitchen gas stove/range | 1 | 0% | 1 | EA | HRS | HRS | 0 | 0 | 0 | 0 | 0 | 0
46 |  |  |  | Removal of kitchen sinks | 1 | 0% | 1 | EA | HRS | HRS | 0 | 0 | 0 | 0 | 0 | 0
47 |  |  |  | Removal of large concrete blocks | 29 | 10% | 31.9 | SF | HRS | HRS | 0 | 0 | 0 | 0 | 0 | 0
48 |  |  |  | Removal of lavatories | 1 | 0% | 1 | EA | HRS | HRS | 0 | 0 | 0 | 0 | 0 | 0
49 |  |  |  | Removal of MOP sinks | 1 | 0% | 1 | EA | HRS | HRS | 0 | 0 | 0 | 0 | 0 | 0
50 |  |  |  | Removal of roof structure, sheathing, roofing membrane & all associated components | 1261.6 | 10% | 1387.76 | SF | HRS | HRS | 0 | 0 | 0 | 0 | 0 | 0
51 |  |  |  | Removal of shower enclosure | 1 | 0% | 1 | EA | HRS | HRS | 0 | 0 | 0 | 0 | 0 | 0
52 |  |  |  | Removal of water closets | 1 | 0% | 1 | EA | HRS | HRS | 0 | 0 | 0 | 0 | 0 | 0
53 |  |  |  | Removal of watr heaters | 1 | 0% | 1 | EA | HRS | HRS | 0 | 0 | 0 | 0 | 0 | 0
54 |  |  |  | Removal of wooden exterior framed wall, ( Including all interior & exterior finishes & insulations ) | 1822.656 | 10% | 2004.9216 | SF | HRS | HRS | 0 | 0 | 0 | 0 | 0 | 0
55 |  |  |  | Remove & salvage of exterior sign | 1 | 0% | 1 | EA | HRS | HRS | 0 | 0 | 0 | 0 | 0 | 0
56 |  |  |  | Allowance of removal of asbestos abatement | 1 | 0% | 1 | LS | HRS | HRS | 0 | 0 | 0 | 0 | 0 | 0
|  |  |  | Subtotal (Existing Construction) | [5 empty] | 0 |  |  |  | 0 | 0 |  | 0
|  |  | 30000 | DIVISION 03 - CONCRETE
LIGHTING POLES FOUNDATION
|  |  |  | 24" Dia Lighting Poile Footing 5'-6"H (6) #5 Verticals #4 Ties @12" O.C (2) #4 Ties | 32.68 | 10% | 35.948 | CY | HRS | HRS | 0 | 0 | 0 | 0 | 0 | 0
COLUMN FOOTINGS
|  |  |  | F4: Column Pad Footing Size: 4'-0" x 4'-0" x 1'-6" (5) #6 EW BOT | 8 | 10% | 8.8 | CY | HRS | HRS | 0 | 0 | 0 | 0 | 0 | 0
|  |  |  | F4A: Column Pad Footing Size: 4'-0" x 4'-0" x 1'-6" (5) #6 EW T & B | 0.88889 | 10% | 0.97778 | CY | HRS | HRS | 0 | 0 | 0 | 0 | 0 | 0
|  |  |  | F8: Column Pad Footing Size: 8'-0" x 8'-0" x 2'-0" (8) #7 EW | 161.1852 | 10% | 177.3037 | CY | HRS | HRS | 0 | 0 | 0 | 0 | 0 | 0
|  |  |  | F9: Column Pad Footing Size: 9'-0" x 9'-0" x 2'-0" (9) #7 EW | 198 | 10% | 217.8 | CY | HRS | HRS | 0 | 0 | 0 | 0 | 0 | 0
|  |  |  | F10: Column Pad Footing Size: 10'-0" x 10'-0" x 2'-0" (10) #7 EW | 88.8889 | 10% | 97.7778 | CY | HRS | HRS | 0 | 0 | 0 | 0 | 0 | 0
CONCRETE COLUMNS
|  |  |  | C1: Concrete Column Size: 12" x 12" (4) #8 Vertical | 3.8519 | 10% | 4.237 | CY | HRS | HRS | 0 | 0 | 0 | 0 | 0 | 0
|  |  |  | C2: Concrete Column Size: 12" x 24" (8) #8 Vertical | 7.7037 | 10% | 8.4741 | CY | HRS | HRS | 0 | 0 | 0 | 0 | 0 | 0
|  |  |  | C3: Concrete Column Size: 16" x 24" (8) #8 Vertical | 193.5556 | 10% | 212.9111 | CY | HRS | HRS | 0 | 0 | 0 | 0 | 0 | 0
|  |  |  | C4: Concrete Column Size: 12" x 40" (16) #8 Vertical | 16.0333 | 10% | 17.6367 | CY | HRS | HRS | 0 | 0 | 0 | 0 | 0 | 0
ELEVATED SLAB
|  |  |  | PT12: 12" Elevated Slab (16852 SF) #5@48" O.C EW BTM | 624 | 10% | 686.4 | CY | HRS | HRS | 0 | 0 | 0 | 0 | 0 | 0
|  |  |  | PT16: 16" Elevated Slab (19370 SF) #5@48" O.C EW BTM | 1077 | 10% | 1184.7 | CY | HRS | HRS | 0 | 0 | 0 | 0 | 0 | 0
|  |  |  | PT8: 8" Elevated Slab (23770 SF) #5@48" O.C EW BTM | 586.338 | 10% | 644.9718 | CY | HRS | HRS | 0 | 0 | 0 | 0 | 0 | 0
|  |  |  | 12" Reinforced Lightweight Slab (3408 SF) #4 @18" O.C Mid Depth On PT Salab | 126.25 | 10% | 138.875 | CY | HRS | HRS | 0 | 0 | 0 | 0 | 0 | 0
JOINTS
|  |  |  | Construction Joint 3/4" Slip Daowel @18" O.C | 4740 | 10% | 5214 | FT | HRS | HRS | 0 | 0 | 0 | 0 | 0 | 0
|  |  |  | Saw Cut Joint With Filling | 3180 | 10% | 3498 | FT | HRS | HRS | 0 | 0 | 0 | 0 | 0 | 0
SLAB ON GRADE
|  |  |  | SOG5: 5" Slab On Grade #4 @18" OC EW Mid Depth 15 Mil Vapor Retarder 4" Deep Sub-Grade | 16895.55 | 10% | 18585.105 | SF | HRS | HRS | 0 | 0 | 0 | 0 | 0 | 0
THICKEND EDGES
|  |  |  | Slab Thickend Edge 1'-6" Wide #4 Bars Continuous #4 @12" O.C | 76.59 | 10% | 84.249 | CY | HRS | HRS | 0 | 0 | 0 | 0 | 0 | 0
|  |  |  | Thickend Edge At CMU Partition (3) #4 Cont #4 @ 24" O.C | 52.36 | 10% | 57.596 | CY | HRS | HRS | 0 | 0 | 0 | 0 | 0 | 0
CONTINUOUS FOOTING
|  |  |  | S212-1: Continuous Strip Footing Size: 3'-0" x 2'-0" Reif: (4) #6 Cont. #6 @9" O.C | 11.1111 | 10% | 12.2222 | CY | HRS | HRS | 0 | 0 | 0 | 0 | 0 | 0
|  |  |  | S212-2 Continuous Strip Footing Continuous Strip Footing Size: 3'-0" x 2'-0" Reif: (4) #6 Cont. #6 @9" O.C | 6.5733 | 10% | 7.2307 | CY | HRS | HRS | 0 | 0 | 0 | 0 | 0 | 0
|  |  |  | S212-3 Continuous Strip Footing Continuous Strip Footing Size: 3'-0" x 2'-0" Reif: (4) #6 Cont. #6 @9" O.C | 4.5978 | 10% | 5.0576 | CY | HRS | HRS | 0 | 0 | 0 | 0 | 0 | 0
|  |  |  | S212-4 Continuous Strip Footing Continuous Strip Footing Size: 3'-0" x 2'-0" Reif: (4) #6 Cont. #6 @9" O.C | 27.8889 | 10% | 30.6778 | CY | HRS | HRS | 0 | 0 | 0 | 0 | 0 | 0
|  |  |  | S211-4 Continuous Strip Footing : Continuous Strip Footing Size: 7'-0" x 2'-0" (6) #5 Bars Continuous #5 Bars @ 16" O.C | 10.6815 | 10% | 11.7496 | CY | HRS | HRS | 0 | 0 | 0 | 0 | 0 | 0
|  |  |  | S212-10: Continuous Strip Footing Size: 3'-0" x 2'-0" Reif: (4) #6 Cont. #6 @9" O.C | 23.8133 | 10% | 26.1947 | CY | HRS | HRS | 0 | 0 | 0 | 0 | 0 | 0
|  |  |  | S212-7: Continuous Strip Footing Size: 3'-0" x 2'-0" Reif: (4) #6 Cont. #6 @9" O.C | 10.8889 | 10% | 11.9778 | CY | HRS | HRS | 0 | 0 | 0 | 0 | 0 | 0
|  |  |  | S212-5 : Continuous Strip Footing Size: 3'-0" x 2'-0" Reif: (4) #6 Cont. #6 @9" O.C | 6.4444 | 10% | 7.0889 | CY | HRS | HRS | 0 | 0 | 0 | 0 | 0 | 0
|  |  |  | S212-12: Continuous Strip Footing Size: 3'-0" x 2'-0" Reif: (4) #6 Cont. #6 @9" O.C | 7.5556 | 10% | 8.3111 | CY | HRS | HRS | 0 | 0 | 0 | 0 | 0 | 0
|  |  |  | S212-16: Continuous Strip Footing Size: 3'-0" x 2'-0" Reif: (4) #6 Cont. #6 @9" O.C | 8.8889 | 10% | 9.7778 | CY | HRS | HRS | 0 | 0 | 0 | 0 | 0 | 0
|  |  |  | S212-10: Continuous Strip Footing Size: 3'-0" x 2'-0" Reif: (4) #6 Cont. #6 @9" O.C | 28.4444 | 10% | 31.2889 | CY | HRS | HRS | 0 | 0 | 0 | 0 | 0 | 0
|  |  |  | S212-9: : Continuous Strip Footing Size: 3'-0" x 2'-0" Reif: (4) #6 Cont. #6 @9" O.C | 6.4444 | 10% | 7.0889 | CY | HRS | HRS | 0 | 0 | 0 | 0 | 0 | 0
|  |  |  | 6" Brick Ledge #5 Bars @12" OC EW | 2.1 | 10% | 2.31 | CY | HRS | HRS | 0 | 0 | 0 | 0 | 0 | 0
|  |  |  | S201-12 Continuous Strip Footing Size: 2'-0" x 1'-0" Reinf: (3) #4 Cont. #4 @48" O.C | 2.2222 | 10% | 2.4444 | CY | HRS | HRS | 0 | 0 | 0 | 0 | 0 | 0
|  |  |  | S211-5: Continuous Strip Footing Size: 7'-0" x 2'-0" (6) #5 Bars Continuous #5 Bars @ 16" O.C | 51.8519 | 10% | 57.037 | CY | HRS | HRS | 0 | 0 | 0 | 0 | 0 | 0
BASEMENT/STEM WALLS
|  |  |  | S212-1: 12" Concrete Basement Wall Reinf: #5 Vetical Bars #5 Horizontal Bar @ 16" O.C | 27.4333 | 10% | 30.1767 | CY | HRS | HRS | 0 | 0 | 0 | 0 | 0 | 0
|  |  |  | S212-4: 8" Concrete Stem Wall Reinf: #5 Bar @12" O.C EW | 46.5047 | 10% | 51.1552 | CY | HRS | HRS | 0 | 0 | 0 | 0 | 0 | 0
|  |  |  | S212-10: 12" Concrete Basement Wall Reinf: #5 Vetical Bars #5 Horizontal Bar @ 16" O.C #5 Dowel Bars @16" O.C | 59.5333 | 10% | 65.4867 | CY | HRS | HRS | 0 | 0 | 0 | 0 | 0 | 0
|  |  |  | S212-7: 12" Concrete Basement Wall Reinf: #5 Bar @ 12" O.C EW #5 Dowel Bars @16" O.C | 26.7167 | 10% | 29.3883 | CY | HRS | HRS | 0 | 0 | 0 | 0 | 0 | 0
|  |  |  | S212-5 : 12" Concrete Basement Wall Reinf: #5 Bar @ 12" O.C EW #5 Dowel Bars @16" O.C | 15.9333 | 10% | 17.5267 | CY | HRS | HRS | 0 | 0 | 0 | 0 | 0 | 0
|  |  |  | S212-12: 12" Concrete Basement Wall Reinf: #5 Bar @ 12" O.C EW #5 Dowel Bars @16" O.C | 18.5667 | 10% | 20.4233 | CY | HRS | HRS | 0 | 0 | 0 | 0 | 0 | 0
|  |  |  | S212-16: 12" Concrete Basement Wall Reinf: #5 Bar @ 12" O.C EW #5 Dowel Bars @16" O.C | 21.8167 | 10% | 23.9983 | CY | HRS | HRS | 0 | 0 | 0 | 0 | 0 | 0
|  |  |  | S212-10: 12" Concrete Basement Wall Reinf: #5 Bar @ 12" O.C EW #5 Dowel Bars @16" O.C | 70.9444 | 10% | 78.0389 | CY | HRS | HRS | 0 | 0 | 0 | 0 | 0 | 0
|  |  |  | S212-9: 12" Concrete Basement Wall Reinf: #5 Bar @ 12" O.C EW #5 Dowel Bars @16" O.C | 15.7 | 10% | 17.27 | CY | HRS | HRS | 0 | 0 | 0 | 0 | 0 | 0
|  |  |  | S213-1: 12" Concrete Basement Wall Reinf: #5 Bar @ 12" O.C EW #5 Dowel Bars @16" O.C | 15.95 | 10% | 17.545 | CY | HRS | HRS | 0 | 0 | 0 | 0 | 0 | 0
ELEVATOR SHEAR WALL
|  |  |  | S212-14: 12" Eelevator Concrete Shear Wall Reif: #5 Bar @ 12" O.C EW | 38.91 | 10% | 42.801 | CY | HRS | HRS | 0 | 0 | 0 | 0 | 0 | 0
ELEVATOR PIT SLAB
|  |  |  | 1'-9" Thk. Elevator Pit Slab #6 Bars EA Top & Bottom | 6.5 | 10% | 7.15 | CY | HRS | HRS | 0 | 0 | 0 | 0 | 0 | 0
MAT FOUNDATION
|  |  |  | 42" Thick Mat Foundation (1296 SF) Reinforcement: #8 @12" O.C Top & Bottom | 168 | 10% | 184.8 | CY | HRS | HRS | 0 | 0 | 0 | 0 | 0 | 0
|  |  |  | 36" Thick Mat Foundation (1445 SF) Reinforcement: #8 @12" O.C Top & Bottom | 161 | 10% | 177.1 | CY | HRS | HRS | 0 | 0 | 0 | 0 | 0 | 0
STUD RAILS
|  |  |  | SR100: Syud Rail #Of Studs Per Rail: 17 Stud Dia: 0.75" | 4 | 0% | 4 | EA | HRS | HRS | 0 | 0 | 0 | 0 | 0 | 0
|  |  |  | SR101: Stud Rail #Of Studs Per Rail: 8 Stud Dia: 4.5" | 9 | 0% | 9 | EA | HRS | HRS | 0 | 0 | 0 | 0 | 0 | 0
|  |  |  | SR102: Stud Rail #Of Studs Per Rail: 11 Stud Dia: 4.0" | 5 | 0% | 5 | EA | HRS | HRS | 0 | 0 | 0 | 0 | 0 | 0
|  |  |  | SR103: Stud Rail #Of Studs Per Rail: 7 Stud Dia: 4.5" | 2 | 0% | 2 | EA | HRS | HRS | 0 | 0 | 0 | 0 | 0 | 0
|  |  |  | SR104: Stud Rail #Of Studs Per Rail: 10 Stud Dia: 4.5" | 4 | 0% | 4 | EA | HRS | HRS | 0 | 0 | 0 | 0 | 0 | 0
|  |  |  | SR201: Stud Rail #Of Studs Per Rail: 4 Stud Dia: 9" | 9 | 0% | 9 | EA | HRS | HRS | 0 | 0 | 0 | 0 | 0 | 0
|  |  |  | SR202: Stud Rail #Of Studs Per Rail: 4 Stud Dia: 11" | 19 | 0% | 19 | EA | HRS | HRS | 0 | 0 | 0 | 0 | 0 | 0
|  |  |  | SR203: Stud Rail #Of Studs Per Rail: 6 Stud Dia: 10" | 3 | 0% | 3 | EA | HRS | HRS | 0 | 0 | 0 | 0 | 0 | 0
|  |  |  | SR204: Stud Rail #Of Studs Per Rail:7 Stud Dia: 11" | 3 | 0% | 3 | EA | HRS | HRS | 0 | 0 | 0 | 0 | 0 | 0
|  |  |  | SR205: Stud Rail #Of Studs Per Rail:8 Stud Dia: 7" | 2 | 0% | 2 | EA | HRS | HRS | 0 | 0 | 0 | 0 | 0 | 0
|  |  |  | SR206: Stud Rail #Of Studs Per Rail:8 Stud Dia: 8" | 4 | 0% | 4 | EA | HRS | HRS | 0 | 0 | 0 | 0 | 0 | 0
|  |  |  | SR207: Stud Rail #Of Studs Per Rail:9 Stud Dia: 11" | 2 | 0% | 2 | EA | HRS | HRS | 0 | 0 | 0 | 0 | 0 | 0
|  |  |  | SR208: Stud Rail #Of Studs Per Rail:11 Stud Dia: 8" | 2 | 0% | 2 | EA | HRS | HRS | 0 | 0 | 0 | 0 | 0 | 0
|  |  |  | SR209: Stud Rail #Of Studs Per Rail:4 Stud Dia: 11" | 2 | 0% | 2 | EA | HRS | HRS | 0 | 0 | 0 | 0 | 0 | 0
|  |  |  | SR210: Stud Rail #Of Studs Per Rail:8 Stud Dia: 9" | 3 | 0% | 3 | EA | HRS | HRS | 0 | 0 | 0 | 0 | 0 | 0
|  |  |  | SR211: Stud Rail #Of Studs Per Rail:17 Stud Dia: 9" | 2 | 0% | 2 | EA | HRS | HRS | 0 | 0 | 0 | 0 | 0 | 0
|  |  |  | SR212: Stud Rail #Of Studs Per Rail:9 Stud Dia: 9" | 2 | 0% | 2 | EA | HRS | HRS | 0 | 0 | 0 | 0 | 0 | 0
|  |  |  | SR213: Stud Rail #Of Studs Per Rail:10 Stud Dia: 9" | 1 | 0% | 1 | EA | HRS | HRS | 0 | 0 | 0 | 0 | 0 | 0
|  |  |  | SR214: Stud Rail #Of Studs Per Rail:5 Stud Dia: 8" | 8 | 0% | 8 | EA | HRS | HRS | 0 | 0 | 0 | 0 | 0 | 0
|  |  |  | SR215: Stud Rail #Of Studs Per Rail:6 Stud Dia: 8" | 2 | 0% | 2 | EA | HRS | HRS | 0 | 0 | 0 | 0 | 0 | 0
|  |  |  | SR216: Stud Rail #Of Studs Per Rail:4 Stud Dia: 3" | 2 | 0% | 2 | EA | HRS | HRS | 0 | 0 | 0 | 0 | 0 | 0
|  |  |  | SR217: Stud Rail #Of Studs Per Rail:7 Stud Dia: 8" | 3 | 0% | 3 | EA | HRS | HRS | 0 | 0 | 0 | 0 | 0 | 0
|  |  |  | SR218: Stud Rail #Of Studs Per Rail:8 Stud Dia: 3" | 3 | 0% | 3 | EA | HRS | HRS | 0 | 0 | 0 | 0 | 0 | 0
|  |  |  | SR219: Stud Rail #Of Studs Per Rail:8 Stud Dia: 2" | 3 | 0% | 3 | EA | HRS | HRS | 0 | 0 | 0 | 0 | 0 | 0
|  |  |  | SR220: Stud Rail #Of Studs Per Rail:15 Stud Dia: 7" | 2 | 0% | 2 | EA | HRS | HRS | 0 | 0 | 0 | 0 | 0 | 0
|  |  |  | SR220: Stud Rail #Of Studs Per Rail:15 Stud Dia: 7" | 2 | 0% | 2 | EA | HRS | HRS | 0 | 0 | 0 | 0 | 0 | 0
SLAB ADDITIONAL TOP BARS
|  |  |  | #5 Bar (4519) | 4699.76 | 10% | 5169.736 | LB | HRS | HRS | 0 | 0 | 0 | 0 | 0 | 0
SLAB ADDITIONAL BOTTOM BARS
|  |  |  | #5 Bar (190.5 | 197 | 10% | 216.7 | LB | HRS | HRS | 0 | 0 | 0 | 0 | 0 | 0
CONCRETE BEAM
|  |  |  | 60" X 24" Beam At Slab Fold W/(5) #8 Cont T & B And #4 Closed Stirrups @ 10" O.C | 100.3852 | 10% | 110.4237 | CY | HRS | HRS | 0 | 0 | 0 | 0 | 0 | 0
|  |  |  | 20" X 24" Beam At Slab Fold W/(5) #8 Cont T & B And #4 Closed Stirrups @ 10" O.C | 9.2272 | 10% | 10.1499 | CY | HRS | HRS | 0 | 0 | 0 | 0 | 0 | 0
|  |  |  | 16" X 24" Beam At Slab Fold W/(5) #8 Cont T & B And #4 Closed Stirrups @ 10" O.C | 2.8056 | 10% | 3.0861 | CY | HRS | HRS | 0 | 0 | 0 | 0 | 0 | 0
WALL ENCLOSURE AROUND GARAGE
|  |  |  | 12" Concrete Wall Enclosure Around Garage Venting Reinf: (6) #6@6" O.C EF #5 @12" OC EF | 17.7778 | 10% | 19.5556 | CY | HRS | HRS | 0 | 0 | 0 | 0 | 0 | 0
CONCRETE SHEAR WALL
|  |  |  | S312-6 SW12:12" Concrete Shear Wall Reinf: (6) #6@6" O.C EF #5 @12" OC EF | 4.0059 | 10% | 4.4065 | CY | HRS | HRS | 0 | 0 | 0 | 0 | 0 | 0
|  |  |  | S213-3: 12" Concrete Shear Wall Reinf: #5 Bar @ 12" O.C EW #5 Dowel Bars @16" O.C | 38.6678 | 10% | 42.5346 | CY | HRS | HRS | 0 | 0 | 0 | 0 | 0 | 0
|  |  |  | S311-5 SW5: 12" Concrete Shear Wall Reinf: (6) #6@6" O.C EF #5 @12" OC EF | 10.3326 | 10% | 11.3659 | CY | HRS | HRS | 0 | 0 | 0 | 0 | 0 | 0
|  |  |  | S312-1 SW7: 12" Concrete Shear Wall Reinf: (6) #6@6" O.C EF #5 @12" OC EF | 10.5107 | 10% | 11.5618 | CY | HRS | HRS | 0 | 0 | 0 | 0 | 0 | 0
|  |  |  | S311-6 SW6: 12" Concrete Shear Wall Reinf: (6) #6@6" O.C EF #5 @12" OC EF | 4.6993 | 10% | 5.1692 | CY | HRS | HRS | 0 | 0 | 0 | 0 | 0 | 0
|  |  |  | S311-4 SW4:12" Concrete Shear Wall Reinf: (6) #6@6" O.C EF #5 @12" OC EF | 10.6359 | 10% | 11.6995 | CY | HRS | HRS | 0 | 0 | 0 | 0 | 0 | 0
|  |  |  | S312-2 SW8:12" Concrete Shear Wall Reinf: (6) #6@6" O.C EF #5 @12" OC EF | 4.6993 | 10% | 5.1692 | CY | HRS | HRS | 0 | 0 | 0 | 0 | 0 | 0
|  |  |  | S311-2 SW2: 12" Concrete Shear Wall Reinf: (6) #6@6" O.C EF #5 @12" OC EF | 4.4296 | 10% | 4.8726 | CY | HRS | HRS | 0 | 0 | 0 | 0 | 0 | 0
|  |  |  | S311-1 SW1:12" Concrete Shear Wall Reinf: (6) #6@6" O.C EF #5 @12" OC EF | 4.4344 | 10% | 4.8779 | CY | HRS | HRS | 0 | 0 | 0 | 0 | 0 | 0
|  |  |  | S311-3 SW3:12" Concrete Shear Wall Reinf: (6) #6@6" O.C EF #5 @12" OC EF | 10.7515 | 10% | 11.8266 | CY | HRS | HRS | 0 | 0 | 0 | 0 | 0 | 0
|  |  |  | S402-10: 12" Concrete Wall #5 Bars @12" O.C EW | 62.1304 | 10% | 68.3434 | CY | HRS | HRS | 0 | 0 | 0 | 0 | 0 | 0
|  |  |  | SW1:12" Concrete Shear Wall Reinf: (6) #6@6" O.C EF #5 @12" OC EF | 1232.5733 | 10% | 1355.8307 | CY | HRS | HRS | 0 | 0 | 0 | 0 | 0 | 0
|  |  |  | SW2: 12" Concrete Shear Wall Reinf: (6) #6@6" O.C EF #5 @12" OC EF | 747.1919 | 10% | 821.911 | CY | HRS | HRS | 0 | 0 | 0 | 0 | 0 | 0
|  |  |  | SW3:12" Concrete Shear Wall Reinf: (6) #6@6" O.C EF #5 @12" OC EF | 1079.963 | 10% | 1187.9593 | CY | HRS | HRS | 0 | 0 | 0 | 0 | 0 | 0
|  |  |  | SW5: 12" Concrete Shear Wall Reinf: (6) #6@6" O.C EF #5 @12" OC EF | 64.1863 | 10% | 70.6049 | CY | HRS | HRS | 0 | 0 | 0 | 0 | 0 | 0
|  |  |  | SW3:12" Concrete Shear Wall Reinf: (6) #6@6" O.C EF #5 @12" OC EF | 27.9259 | 10% | 30.7185 | CY | HRS | HRS | 0 | 0 | 0 | 0 | 0 | 0
|  |  |  | SW3:12" Concrete Shear Wall Reinf: (6) #6@6" O.C EF #5 @12" OC EF | 14.8393 | 10% | 16.3232 | CY | HRS | HRS | 0 | 0 | 0 | 0 | 0 | 0
CONCRETE AT STAIRS
|  |  |  | Concrete Stair Steps Step Size: 10" Trad x 7" Riser x 3'-6"W 6" Concrete Waist Slab #4 Bars @12" O.C Each Way #4 Nosing Bar | 26.39 | 10% | 29.029 | CY | HRS | HRS | 0 | 0 | 0 | 0 | 0 | 0
|  |  |  | Thickened Edge At Stair (2) #4 Bars Continuous #4 @18" O.C | 3.92 | 10% | 4.312 | CY | HRS | HRS | 0 | 0 | 0 | 0 | 0 | 0
CONCRETE PILASTERS
|  |  |  | Concrete Pilaster Size: 2'-0" x 2'-0" Reinf: #4 Stirrups@12" O.C #4 Crossties @12" O.C (8) #8 Vert. Bars | 7.12 | 10% | 7.832 | CY | HRS | HRS | 0 | 0 | 0 | 0 | 0 | 0
CONCRETE LINTEL
|  |  |  | ML-8: 8" Deep Lintel (2 EA) Horx. Reinf: (2) #5 Bot. Cont. Jamp Reinf: 1 Cell W/#5 Vert | 0.58667 | 10% | 0.64533 | CY | HRS | HRS | 0 | 0 | 0 | 0 | 0 | 0
|  |  |  | ML-16: 16" Deep Lintel (3 EA) Horx. Reinf: (2) #5 Bot. Cont. Jamp Reinf: 2 Cell W/#5 Vert | 1.82 | 10% | 2.002 | CY | HRS | HRS | 0 | 0 | 0 | 0 | 0 | 0
|  |  |  | ML-24: 24" Deep Lintel (2 EA) Horx. Reinf: (2) #5 Bot. Cont. Jamp Reinf: 3 Cell W/#5 Vert | 1.7778 | 10% | 1.9556 | CY | HRS | HRS | 0 | 0 | 0 | 0 | 0 | 0
CONCRETE LINTEL
160 |  |  |  | L1 : 8" Cast-Concrete Lintel w/ (2)-#5 Cont. Rebars | 115 | 10% | 126.5 | FT | HRS | HRS | 0 | 0 | 0 | 0 | 0 | 0
REBARS
161 |  |  |  | #4 Rebars Horz. (in Concrete Walls) | 4190 | 10% | 4609 | LB | HRS | HRS | 0 | 0 | 0 | 0 | 0 | 0
162 |  |  |  | #4 Rebars Vert. (in Concrete Walls) | 4582 | 10% | 5040.2 | LB | HRS | HRS | 0 | 0 | 0 | 0 | 0 | 0
163 |  |  |  | #5 Rebars @ Top "Horz. & Vert." (in 24" Thick Concrete Mat) | 810 | 10% | 891 | LB | HRS | HRS | 0 | 0 | 0 | 0 | 0 | 0
164 |  |  |  | #5 Rebars @ Bottom "Horz. & Vert." (in 24" Thick Concrete Mat) | 1470 | 10% | 1617 | LB | HRS | HRS | 0 | 0 | 0 | 0 | 0 | 0
165 |  |  |  | #5 Rebars (in 8" Structural Slab) | 53720 | 10% | 59092 | LB | HRS | HRS | 0 | 0 | 0 | 0 | 0 | 0
166 |  |  |  | #4 Rebars @ Top (in Concrete Grade Beam) | 11480 | 10% | 12628 | LB | HRS | HRS | 0 | 0 | 0 | 0 | 0 | 0
167 |  |  |  | #4 Rebars @ Bottom (in Concrete Grade Beam) | 4258 | 10% | 4683.8 | LB | HRS | HRS | 0 | 0 | 0 | 0 | 0 | 0
168 |  |  |  | #3 Ties (in Concrete Grade Beam) | 3740 | 10% | 4114 | LB | HRS | HRS | 0 | 0 | 0 | 0 | 0 | 0
169 |  |  |  | #5 Rebars (in Cast-Concrete Lintel) | 980 | 10% | 1078 | LB | HRS | HRS | 0 | 0 | 0 | 0 | 0 | 0
FORMWORK
170 |  |  |  | Formwork (Combined) | 120850 | 10% | 132935 | SF | HRS | HRS | 0 | 0 | 0 | 0 | 0 | 0
|  |  |  | Subtotal (Concrete) | [5 empty] | 0 |  |  |  | 0 | 0 |  | 0
|  |  | 40000 | DIVISION 04 - MASONRY
BASEMENT
CMU WALL
171 |  |  |  | MO-80: 8" CMU (Non Rated Wall) | 8420 | 10% | 9262 | SF | HRS | HRS | 0 | 0 | 0 | 0 | 0 | 0
172 |  |  |  | MO-81: 8" CMU (1 Hr Rated Wall) | 1512 | 10% | 1663.2 | SF | HRS | HRS | 0 | 0 | 0 | 0 | 0 | 0
173 |  |  |  | MO-42: 4" CMU (2 Hr Rated Wall 100% Solid CMU) | 820 | 10% | 902 | SF | HRS | HRS | 0 | 0 | 0 | 0 | 0 | 0
174 |  |  |  | MO-82: 8" CMU (2 Hr Rated Wall) | 2828 | 10% | 3110.8 | SF | HRS | HRS | 0 | 0 | 0 | 0 | 0 | 0
GARAGE 1
CMU WALL
175 |  |  |  | MO-120: 12" CMU (Non Rated Wall) | 3596 | 10% | 3955.6 | SF | HRS | HRS | 0 | 0 | 0 | 0 | 0 | 0
176 |  |  |  | MO-42: 4" CMU (2 Hr Rated Wall 100% Solid CMU) | 345 | 10% | 379.5 | SF | HRS | HRS | 0 | 0 | 0 | 0 | 0 | 0
177 |  |  |  | MO-60: 6" CMU (Non Rated Wall) | 188 | 10% | 206.8 | SF | HRS | HRS | 0 | 0 | 0 | 0 | 0 | 0
178 |  |  |  | MO-82: 8" CMU (2 Hr Rated Wall) | 1184 | 10% | 1302.4 | SF | HRS | HRS | 0 | 0 | 0 | 0 | 0 | 0
GARAGE 2
CMU WALL
179 |  |  |  | MO-42: 4" CMU (2 Hr Rated Wall 100% Solid CMU) | 375 | 10% | 412.5 | SF | HRS | HRS | 0 | 0 | 0 | 0 | 0 | 0
180 |  |  |  | MO-60: 6" CMU (Non Rated Wall) | 188 | 10% | 206.8 | SF | HRS | HRS | 0 | 0 | 0 | 0 | 0 | 0
181 |  |  |  | MO-82: 8" CMU (2 Hr Rated Wall) | 1313 | 10% | 1444.3 | SF | HRS | HRS | 0 | 0 | 0 | 0 | 0 | 0
GARAGE 3
CMU WALL
182 |  |  |  | MO-42: 4" CMU (2 Hr Rated Wall 100% Solid CMU) | 380 | 10% | 418 | SF | HRS | HRS | 0 | 0 | 0 | 0 | 0 | 0
183 |  |  |  | MO-60: 6" CMU (Non Rated Wall) | 187 | 10% | 205.7 | SF | HRS | HRS | 0 | 0 | 0 | 0 | 0 | 0
184 |  |  |  | MO-82: 8" CMU (2 Hr Rated Wall) | 1280 | 10% | 1408 | SF | HRS | HRS | 0 | 0 | 0 | 0 | 0 | 0
GARAGE 3 MEZZANINE
CMU WALL
185 |  |  |  | MO-120: 12" CMU (Non Rated Wall) | 992 | 10% | 1091.2 | SF | HRS | HRS | 0 | 0 | 0 | 0 | 0 | 0
186 |  |  |  | MO-42: 4" CMU (2 Hr Rated Wall 100% Solid CMU) | 215 | 10% | 236.5 | SF | HRS | HRS | 0 | 0 | 0 | 0 | 0 | 0
187 |  |  |  | MO-82: 8" CMU (2 Hr Rated Wall) | 5392 | 10% | 5931.2 | SF | HRS | HRS | 0 | 0 | 0 | 0 | 0 | 0
GROUND
CMU WALL
188 |  |  |  | MO-120: 12" CMU (Non Rated Wall) | 9608 | 10% | 10568.8 | SF | HRS | HRS | 0 | 0 | 0 | 0 | 0 | 0
189 |  |  |  | MO-122: 12" CMU (2 Hr Rated Wall) | 6438 | 10% | 7081.8 | SF | HRS | HRS | 0 | 0 | 0 | 0 | 0 | 0
190 |  |  |  | MO-42: 4" CMU (2 Hr Rated Wall 100% Solid CMU) | 475 | 10% | 522.5 | SF | HRS | HRS | 0 | 0 | 0 | 0 | 0 | 0
191 |  |  |  | MO-82: 8" CMU (2 Hr Rated Wall) | 3061 | 10% | 3367.1 | SF | HRS | HRS | 0 | 0 | 0 | 0 | 0 | 0
FLOOR LEVEL 1
CMU WALL
192 |  |  |  | MO-82: 8" CMU (2 Hr Rated Wall) | 1922 | 10% | 2114.2 | SF | HRS | HRS | 0 | 0 | 0 | 0 | 0 | 0
FLOOR LEVEL 1 6
CMU WALL
193 |  |  |  | MO-82: 8" CMU (2 Hr Rated Wall) | 340 | 10% | 374 | SF | HRS | HRS | 0 | 0 | 0 | 0 | 0 | 0
FLOOR LEVEL 1 7
CMU WALL
194 |  |  |  | MO-82: 8" CMU (2 Hr Rated Wall) | 340 | 10% | 374 | SF | HRS | HRS | 0 | 0 | 0 | 0 | 0 | 0
ROOF LEVEL
CMU WALL
195 |  |  |  | MO-80: 8" CMU (Non Rated Wall) | 2931 | 10% | 3224.1 | SF | HRS | HRS | 0 | 0 | 0 | 0 | 0 | 0
196 |  |  |  | MO-82: 8" CMU (2 Hr Rated Wall) | 658 | 10% | 723.8 | SF | HRS | HRS | 0 | 0 | 0 | 0 | 0 | 0
EXTERIOR FINISHES
STONE WORK
197 |  |  |  | Granite 1 | 2408 | 10% | 2648.8 | SF | HRS | HRS | 0 | 0 | 0 | 0 | 0 | 0
198 |  |  |  | Granite 2 | 11296 | 10% | 12425.6 | SF | HRS | HRS | 0 | 0 | 0 | 0 | 0 | 0
199 |  |  |  | Brick Veneer | 3420 | 10% | 3762 | SF | HRS | HRS | 0 | 0 | 0 | 0 | 0 | 0
MASONRY GROUTING
200 |  |  |  | 8" thick, pumped, 0.175 C.F per SF | 31181 | 10% | 34299.1 | SF | HRS | HRS | 0 | 0 | 0 | 0 | 0 | 0
MASONRY CONTROL & EXPANSION JOINTS
201 |  |  |  | PVC, for 8" thick wall, T shaped | 6658 | 10% | 7323.8 | FT | HRS | HRS | 0 | 0 | 0 | 0 | 0 | 0
REINFORCEMENT
202 |  |  |  | Steel Bars A615, placed horiz., #3 & #4 bars | 4500 | 10% | 4950 | FT | HRS | HRS | 0 | 0 | 0 | 0 | 0 | 0
FAÇADE WORK
203 |  |  |  | Architectural CMU-4" Thick Nominal w/ties @12" O.C | 2914 | 10% | 3205.4 | SF | HRS | HRS | 0 | 0 | 0 | 0 | 0 | 0
STUCCO
204 |  |  |  | Stucco Finish (3 coats) | 314 | 10% | 345.4 | SF | HRS | HRS | 0 | 0 | 0 | 0 | 0 | 0
|  |  |  | Subtotal (Masonry) | [5 empty] | 0 |  |  |  | 0 | 0 |  | 0
|  |  | 50000 | DIVISION 05 - METALS
COMPOSITE METAL DECKING
205 |  |  |  | 2-1/2" Normal weight Concrete o 3" 18 Gage Composite Metal Deck | 12111 | 10% | 13322.1 | SF | HRS | HRS | 0 | 0 | 0 | 0 | 0 | 0
COLD-FORM METAL FRAMING
206 |  |  |  | 6J16 @12" O.C | 1421 | 10% | 1563.1 | SF | HRS | HRS | 0 | 0 | 0 | 0 | 0 | 0
207 |  |  |  | 12J12 @12" O.C | 23776 | 10% | 26153.6 | SF | HRS | HRS | 0 | 0 | 0 | 0 | 0 | 0
208 |  |  |  | 14J12 @12" O.C | 5177 | 10% | 5694.7 | SF | HRS | HRS | 0 | 0 | 0 | 0 | 0 | 0
BEAMS
209 |  |  |  | HSS 6x6x1/4 | 1997 | 10% | 2196.7 | LB | HRS | HRS | 0 | 0 | 0 | 0 | 0 | 0
210 |  |  |  | W12x120 | 1920 | 10% | 2112 | LB | HRS | HRS | 0 | 0 | 0 | 0 | 0 | 0
211 |  |  |  | W12x14 | 5096 | 10% | 5605.6 | LB | HRS | HRS | 0 | 0 | 0 | 0 | 0 | 0
212 |  |  |  | W12x16 | 640 | 10% | 704 | LB | HRS | HRS | 0 | 0 | 0 | 0 | 0 | 0
213 |  |  |  | W12x19 | 2166 | 10% | 2382.6 | LB | HRS | HRS | 0 | 0 | 0 | 0 | 0 | 0
214 |  |  |  | W12x22 | 1760 | 10% | 1936 | LB | HRS | HRS | 0 | 0 | 0 | 0 | 0 | 0
215 |  |  |  | W12x26 | 6916 | 10% | 7607.6 | LB | HRS | HRS | 0 | 0 | 0 | 0 | 0 | 0
216 |  |  |  | W12x30 | 3270 | 10% | 3597 | LB | HRS | HRS | 0 | 0 | 0 | 0 | 0 | 0
217 |  |  |  | W12x35 | 1925 | 10% | 2117.5 | LB | HRS | HRS | 0 | 0 | 0 | 0 | 0 | 0
218 |  |  |  | W12x50 | 1600 | 10% | 1760 | LB | HRS | HRS | 0 | 0 | 0 | 0 | 0 | 0
219 |  |  |  | W12x53 | 1855 | 10% | 2040.5 | LB | HRS | HRS | 0 | 0 | 0 | 0 | 0 | 0
220 |  |  |  | W12x65 | 1430 | 10% | 1573 | LB | HRS | HRS | 0 | 0 | 0 | 0 | 0 | 0
COLUMNS
221 |  |  |  | W12x72 | 1080 | 10% | 1188 | LB | HRS | HRS | 0 | 0 | 0 | 0 | 0 | 0
222 |  |  |  | W14x22 | 5170 | 10% | 5687 | LB | HRS | HRS | 0 | 0 | 0 | 0 | 0 | 0
223 |  |  |  | W16x26 | 884 | 10% | 972.4 | LB | HRS | HRS | 0 | 0 | 0 | 0 | 0 | 0
224 |  |  |  | W18x35 | 350 | 10% | 385 | LB | HRS | HRS | 0 | 0 | 0 | 0 | 0 | 0
225 |  |  |  | W21x176 | 5632 | 10% | 6195.2 | LB | HRS | HRS | 0 | 0 | 0 | 0 | 0 | 0
226 |  |  |  | W21x44 | 1584 | 10% | 1742.4 | LB | HRS | HRS | 0 | 0 | 0 | 0 | 0 | 0
227 |  |  |  | W24x103 | 2163 | 10% | 2379.3 | LB | HRS | HRS | 0 | 0 | 0 | 0 | 0 | 0
228 |  |  |  | W24x117 | 2574 | 10% | 2831.4 | LB | HRS | HRS | 0 | 0 | 0 | 0 | 0 | 0
229 |  |  |  | W24x131 | 4192 | 10% | 4611.2 | LB | HRS | HRS | 0 | 0 | 0 | 0 | 0 | 0
230 |  |  |  | W24x146 | 4380 | 10% | 4818 | LB | HRS | HRS | 0 | 0 | 0 | 0 | 0 | 0
231 |  |  |  | W24x176 | 16192 | 10% | 17811.2 | LB | HRS | HRS | 0 | 0 | 0 | 0 | 0 | 0
232 |  |  |  | W24x55 | 1540 | 10% | 1694 | LB | HRS | HRS | 0 | 0 | 0 | 0 | 0 | 0
233 |  |  |  | W24x94 | 1880 | 10% | 2068 | LB | HRS | HRS | 0 | 0 | 0 | 0 | 0 | 0
BASE PLATES
234 |  |  |  | PL 10x10x1 A36 | 5 | 0% | 5 | EA | HRS | HRS | 0 | 0 | 0 | 0 | 0 | 0
235 |  |  |  | PL 7x10x5/8 A36 | 3 | 0% | 3 | EA | HRS | HRS | 0 | 0 | 0 | 0 | 0 | 0
236 |  |  |  | PL 10x10x5/8 A36 | 2 | 0% | 2 | EA | HRS | HRS | 0 | 0 | 0 | 0 | 0 | 0
237 |  |  |  | PL 16x16x1-3/8 A36 | 7 | 0% | 7 | EA | HRS | HRS | 0 | 0 | 0 | 0 | 0 | 0
ANCHOR BOLTS
238 |  |  |  | 1" Dia. F1554 Grade 55 Anchor Bolts. Provide 2 nuts | 68 | 0% | 68 | EA | HRS | HRS | 0 | 0 | 0 | 0 | 0 | 0
SCREEN WALL
239 |  |  |  | Metal Screen Wall w/clips | 2378 | 10% | 2615.8 | SF | HRS | HRS | 0 | 0 | 0 | 0 | 0 | 0
SHELF ANGLES
240 |  |  |  | L 5x5x7/16 | 210 | 10% | 231 | FT | HRS | HRS | 0 | 0 | 0 | 0 | 0 | 0
241 |  |  |  | L 4x4x3/4 | 144 | 10% | 158.4 | FT | HRS | HRS | 0 | 0 | 0 | 0 | 0 | 0
242 |  |  |  | L 6x6x1 | 54 | 10% | 59.4 | FT | HRS | HRS | 0 | 0 | 0 | 0 | 0 | 0
METAL CONNECTIONS
243 |  |  |  | Miscellaneous Connections | 1 | 0% | 1 | LS | HRS | HRS | 0 | 0 | 0 | 0 | 0 | 0
|  |  |  | Subtotal (Metals) | [5 empty] | 0 |  |  |  | 0 | 0 |  | 0
|  |  | 60000 | DIVISION 06 - WOOD AND PALSTICS
Wall Studs
244 |  |  |  | Exterior Wall Studs (2"x4"x9'-0") ( 1575 LF ) (2088 SF) | 175 | 0% | 175 | EA | HRS | HRS | 0 | 0 | 0 | 0 | 0 | 0
245 |  |  |  | Interior Wall Studs (2"x4"x9'-0") ( 1197 LF ) (1335 SF) | 113 | 0% | 113 | EA | HRS | HRS | 0 | 0 | 0 | 0 | 0 | 0
FLOOR FRAMING
Floor Joist
246 |  |  |  | J1: 11-7/8" TJI 360 @ 16" O.C. (11'-0" LF) (230 SF) | 17 | 0% | 17 | EA | HRS | HRS | 0 | 0 | 0 | 0 | 0 | 0
247 |  |  |  | J1: 11-7/8" TJI 360 @ 16" O.C. (12'-0" LF) (35 SF) | 3 | 0% | 3 | EA | HRS | HRS | 0 | 0 | 0 | 0 | 0 | 0
248 |  |  |  | J1: 9-1/2" TJI 360 @ 16" O.C. (13'-4" LF) (222 SF) | 14 | 0% | 14 | EA | HRS | HRS | 0 | 0 | 0 | 0 | 0 | 0
249 |  |  |  | J1: 11-7/8" TJI 360 @ 16" O.C. (13'-8" LF) (102 SF) | 6 | 0% | 6 | EA | HRS | HRS | 0 | 0 | 0 | 0 | 0 | 0
250 |  |  |  | J1: 11-7/8" TJI 360 @ 16" O.C. (14'-8" LF) (37 SF) | 3 | 0% | 3 | EA | HRS | HRS | 0 | 0 | 0 | 0 | 0 | 0
251 |  |  |  | J1: 11-7/8" TJI 360 @ 16" O.C. (17'-3" LF) (133 SF) | 7 | 0% | 7 | EA | HRS | HRS | 0 | 0 | 0 | 0 | 0 | 0
252 |  |  |  | J1: 11-7/8" TJI 360 @ 16" O.C. (3'-10" LF) (51 SF) | 11 | 0% | 11 | EA | HRS | HRS | 0 | 0 | 0 | 0 | 0 | 0
253 |  |  |  | J1: 9-1/2" TJI 360 @ 16" O.C. (5'-4" LF) (30 SF) | 5 | 0% | 5 | EA | HRS | HRS | 0 | 0 | 0 | 0 | 0 | 0
254 |  |  |  | J1: 9-1/2" TJI 360 @ 16" O.C. (7'-6" LF) (126 SF) | 14 | 0% | 14 | EA | HRS | HRS | 0 | 0 | 0 | 0 | 0 | 0
255 |  |  |  | J1: 9-1/2 TJI 360 @ 16" O.C. (7'-8" LF) (126 SF) | 14 | 0% | 14 | EA | HRS | HRS | 0 | 0 | 0 | 0 | 0 | 0
256 |  |  |  | J1: 11-7/8" TJI 360 @ 16" O.C. (9'-8" LF) (125 SF) | 11 | 0% | 11 | EA | HRS | HRS | 0 | 0 | 0 | 0 | 0 | 0
257 |  |  |  | 6x10 Girder (8'-5" LF) | 2 | 0% | 2 | EA | HRS | HRS | 0 | 0 | 0 | 0 | 0 | 0
258 |  |  |  | Double J1: 11-7/8" TJI 360 (12'-9" LF) | 1 | 0% | 1 | EA | HRS | HRS | 0 | 0 | 0 | 0 | 0 | 0
Deck Joists
259 |  |  |  | J2: 2x8 P.T.D.F.# 2 @ 16" O.C. (5'-9" LF) (106 SF) | 15 | 0% | 15 | EA | HRS | HRS | 0 | 0 | 0 | 0 | 0 | 0
260 |  |  |  | J2: 2x8 P.T.D.F.# 2 @ 16" O.C. (8'-0" LF) (92 SF) | 10 | 0% | 10 | EA | HRS | HRS | 0 | 0 | 0 | 0 | 0 | 0
Beams
261 |  |  |  | 5-1/8"x12" Glu-Lam Beam (17'-5" LF) | 1 | 0% | 1 | EA | HRS | HRS | 0 | 0 | 0 | 0 | 0 | 0
262 |  |  |  | 5-1/8"x12" Glu-Lam Beam (15'-4" LF) | 1 | 0% | 1 | EA | HRS | HRS | 0 | 0 | 0 | 0 | 0 | 0
263 |  |  |  | 5-1/8"x12" Glu-Lam Beam (16'-10" LF) | 1 | 0% | 1 | EA | HRS | HRS | 0 | 0 | 0 | 0 | 0 | 0
264 |  |  |  | 5-1/8"x12" Glu-Lam Beam (13'-3" LF) | 1 | 0% | 1 | EA | HRS | HRS | 0 | 0 | 0 | 0 | 0 | 0
265 |  |  |  | 5-1/8"x12" Glu-Lam Beam (11'-0" LF) | 1 | 0% | 1 | EA | HRS | HRS | 0 | 0 | 0 | 0 | 0 | 0
266 |  |  |  | 4x10 Beam (14'-9" LF) | 1 | 0% | 1 | EA | HRS | HRS | 0 | 0 | 0 | 0 | 0 | 0
267 |  |  |  | 4x10 Beam (7'-6" LF) | 2 | 0% | 2 | EA | HRS | HRS | 0 | 0 | 0 | 0 | 0 | 0
268 |  |  |  | 4x10 Beam (14'-9" LF) | 1 | 0% | 1 | EA | HRS | HRS | 0 | 0 | 0 | 0 | 0 | 0
269 |  |  |  | 4x12 Beam (3'-6" LF) | 1 | 0% | 1 | EA | HRS | HRS | 0 | 0 | 0 | 0 | 0 | 0
270 |  |  |  | 4x12 Beam (5'-5" LF) | 1 | 0% | 1 | EA | HRS | HRS | 0 | 0 | 0 | 0 | 0 | 0
271 |  |  |  | 4x12 Beam (9'-6" LF) | 1 | 0% | 1 | EA | HRS | HRS | 0 | 0 | 0 | 0 | 0 | 0
272 |  |  |  | 4x12 Beam (10'-2" LF) | 1 | 0% | 1 | EA | HRS | HRS | 0 | 0 | 0 | 0 | 0 | 0
273 |  |  |  | 4x12 Beam (2'-8" LF) | 1 | 0% | 1 | EA | HRS | HRS | 0 | 0 | 0 | 0 | 0 | 0
Stair Framing:
274 |  |  |  | 4x12 Stair Stringer (9'-0" LF) | 1 | 0% | 1 | EA | HRS | HRS | 0 | 0 | 0 | 0 | 0 | 0
275 |  |  |  | 4x12 Stair Stringer (13'-5" LF) | 1 | 0% | 1 | EA | HRS | HRS | 0 | 0 | 0 | 0 | 0 | 0
Headers:
276 |  |  |  | 4x12 Header (2'-9" LF) | 2 | 0% | 2 | EA | HRS | HRS | 0 | 0 | 0 | 0 | 0 | 0
277 |  |  |  | 4x12 Header (2'-0" LF) | 1 | 0% | 1 | EA | HRS | HRS | 0 | 0 | 0 | 0 | 0 | 0
278 |  |  |  | 4x12 Header (4'-6" LF) | 1 | 0% | 1 | EA | HRS | HRS | 0 | 0 | 0 | 0 | 0 | 0
279 |  |  |  | 4x12 Header (5'-2" LF) | 1 | 0% | 1 | EA | HRS | HRS | 0 | 0 | 0 | 0 | 0 | 0
280 |  |  |  | 4x12 Header (2'-6" LF) | 1 | 0% | 1 | EA | HRS | HRS | 0 | 0 | 0 | 0 | 0 | 0
281 |  |  |  | 4x8 Header (4'-6" LF) | 1 | 0% | 1 | EA | HRS | HRS | 0 | 0 | 0 | 0 | 0 | 0
282 |  |  |  | 4x8 Header (11'-4" LF) | 1 | 0% | 1 | EA | HRS | HRS | 0 | 0 | 0 | 0 | 0 | 0
283 |  |  |  | 4x8 Header (8'-8" LF) | 1 | 0% | 1 | EA | HRS | HRS | 0 | 0 | 0 | 0 | 0 | 0
ROOF FRAMING
Roof Rafters
284 |  |  |  | R1: 2x12 D.F.#2 @ O.C. (13'-0" LF) (410 SF) | 23 | 0% | 23 | EA | HRS | HRS | 0 | 0 | 0 | 0 | 0 | 0
285 |  |  |  | R1: 2x12 D.F.#2 @ O.C. (21'-0" LF) (710 SF) | 25 | 0% | 25 | EA | HRS | HRS | 0 | 0 | 0 | 0 | 0 | 0
Beams
286 |  |  |  | 4x16 Beam (8'-9" LF) | 1 | 0% | 1 | EA | HRS | HRS | 0 | 0 | 0 | 0 | 0 | 0
287 |  |  |  | 4x16 Beam (9'-5" LF) | 1 | 0% | 1 | EA | HRS | HRS | 0 | 0 | 0 | 0 | 0 | 0
288 |  |  |  | 4x8 Beam (8'-9" LF) | 1 | 0% | 1 | EA | HRS | HRS | 0 | 0 | 0 | 0 | 0 | 0
289 |  |  |  | 4x8 P.T. Beam (8'-0" LF) | 1 | 0% | 1 | EA | HRS | HRS | 0 | 0 | 0 | 0 | 0 | 0
290 |  |  |  | 4x8 P.T. Beam (12'-5" LF) | 1 | 0% | 1 | EA | HRS | HRS | 0 | 0 | 0 | 0 | 0 | 0
291 |  |  |  | 4x8 P.T. Beam (14'-11" LF) | 1 | 0% | 1 | EA | HRS | HRS | 0 | 0 | 0 | 0 | 0 | 0
Column & Studs
292 |  |  |  | 4x4 Wooden Column (4"x4"x9'-6") ( 200 LF ) | 21 | 0% | 21 | EA | HRS | HRS | 0 | 0 | 0 | 0 | 0 | 0
293 |  |  |  | 2x6 Wooden Column (4"x6"x11'-0") ( 66 LF ) | 6 | 0% | 6 | EA | HRS | HRS | 0 | 0 | 0 | 0 | 0 | 0
294 |  |  |  | 4x4 King Post (4"x6"x9'-6") ( 19 LF ) | 2 | 0% | 2 | EA | HRS | HRS | 0 | 0 | 0 | 0 | 0 | 0
Plywood Sheathing
295 |  |  |  | 1/2" Struct I W Plywood Roof Sheathing (1/2"x4'x8') | 35 | 0% | 35 | EA | HRS | HRS | 0 | 0 | 0 | 0 | 0 | 0
296 |  |  |  | 3/4" CDX Plywood Floor Sheathing (3/4"x4'x8') | 40 | 0% | 40 | EA | HRS | HRS | 0 | 0 | 0 | 0 | 0 | 0
297 |  |  |  | 7/16" Struct I W Plywood Wall Sheathing (7/16"x4'x8') | 61 | 0% | 61 | EA | HRS | HRS | 0 | 0 | 0 | 0 | 0 | 0
Lumber Hardware
298 |  |  |  | 3x4 Pressure Treated D.F. # 1 Sill Plate | 147.3 | 10% | 162.03 | FT | HRS | HRS | 0 | 0 | 0 | 0 | 0 | 0
299 |  |  |  | 2x4 Sill Plate | 248 | 10% | 272.8 | FT | HRS | HRS | 0 | 0 | 0 | 0 | 0 | 0
300 |  |  |  | 2x4 Top Plate | 376 | 10% | 413.6 | FT | HRS | HRS | 0 | 0 | 0 | 0 | 0 | 0
301 |  |  |  | HUC412 Hanger 2"x6" | 5 | 0% | 5 | EA | HRS | HRS | 0 | 0 | 0 | 0 | 0 | 0
302 |  |  |  | HU5.125/12 Hanger 2"x6" | 1 | 0% | 1 | EA | HRS | HRS | 0 | 0 | 0 | 0 | 0 | 0
303 |  |  |  | 3"x3"x.299" Plate Washer | 6 | 0% | 6 | EA | HRS | HRS | 0 | 0 | 0 | 0 | 0 | 0
304 |  |  |  | 5/8" dia Bolt ( 12" Length) | 37 | 0% | 37 | EA | HRS | HRS | 0 | 0 | 0 | 0 | 0 | 0
MILLWORK
MILLWORK & CABINETRY
305 |  |  |  | Wood Veneer Countertop | 55 | 10% | 60.5 | FT | HRS | HRS | 0 | 0 | 0 | 0 | 0 | 0
306 |  |  |  | 4" Deep Single Shelf | 74 | 10% | 81.4 | FT | HRS | HRS | 0 | 0 | 0 | 0 | 0 | 0
307 |  |  |  | Stained Wood Shelf | 31 | 10% | 34.1 | FT | HRS | HRS | 0 | 0 | 0 | 0 | 0 | 0
308 |  |  |  | Chair Rail | 120 | 10% | 132 | FT | HRS | HRS | 0 | 0 | 0 | 0 | 0 | 0
309 |  |  |  | 4" Trim Wood | 210 | 10% | 231 | FT | HRS | HRS | 0 | 0 | 0 | 0 | 0 | 0
310 |  |  |  | 6" Trim Wood | 170 | 10% | 187 | FT | HRS | HRS | 0 | 0 | 0 | 0 | 0 | 0
311 |  |  |  | MDF Board Paneling | 65 | 10% | 71.5 | SF | HRS | HRS | 0 | 0 | 0 | 0 | 0 | 0
312 |  |  |  | 12" Crown Moulding | 98 | 10% | 107.8 | FT | HRS | HRS | 0 | 0 | 0 | 0 | 0 | 0
313 |  |  |  | P.LAM Countertop | 13 | 10% | 14.3 | FT | HRS | HRS | 0 | 0 | 0 | 0 | 0 | 0
314 |  |  |  | Closet Shelving | 30 | 10% | 33 | FT | HRS | HRS | 0 | 0 | 0 | 0 | 0 | 0
315 |  |  |  | 4" Door Trims | 250 | 10% | 275 | FT | HRS | HRS | 0 | 0 | 0 | 0 | 0 | 0
316 |  |  |  | Plywood Sheathing | 79 | 10% | 86.9 | SF | HRS | HRS | 0 | 0 | 0 | 0 | 0 | 0
317 |  |  |  | 6" Wood Baseboard | 400 | 10% | 440 | FT | HRS | HRS | 0 | 0 | 0 | 0 | 0 | 0
318 |  |  |  | 1'-0"x2'-10" Cabinet | 1 | 0% | 1 | EA | HRS | HRS | 0 | 0 | 0 | 0 | 0 | 0
319 |  |  |  | 1'-0"x2'-10" Cabinet | 1 | 0% | 1 | EA | HRS | HRS | 0 | 0 | 0 | 0 | 0 | 0
320 |  |  |  | 1'-0"x3'-0" Cabinet | 3 | 0% | 3 | EA | HRS | HRS | 0 | 0 | 0 | 0 | 0 | 0
321 |  |  |  | 1'-9"x2'-10" Cabinet | 1 | 0% | 1 | EA | HRS | HRS | 0 | 0 | 0 | 0 | 0 | 0
322 |  |  |  | 2'-0"x2'-10" Cabinet | 1 | 0% | 1 | EA | HRS | HRS | 0 | 0 | 0 | 0 | 0 | 0
323 |  |  |  | 2'-0"x3'-0" Cabinet | 2 | 0% | 2 | EA | HRS | HRS | 0 | 0 | 0 | 0 | 0 | 0
324 |  |  |  | 2'-0"x3'-9" Cabinets | 1 | 0% | 1 | EA | HRS | HRS | 0 | 0 | 0 | 0 | 0 | 0
325 |  |  |  | 2'-10"x3'-9" Cabinets | 1 | 0% | 1 | EA | HRS | HRS | 0 | 0 | 0 | 0 | 0 | 0
326 |  |  |  | 2'-3"x3'-0" Cabinets | 1 | 0% | 1 | EA | HRS | HRS | 0 | 0 | 0 | 0 | 0 | 0
327 |  |  |  | 2'-6"x3'-0" Cabinets | 1 | 0% | 1 | EA | HRS | HRS | 0 | 0 | 0 | 0 | 0 | 0
328 |  |  |  | 3'-0"x3'-0" Cabinets | 1 | 0% | 1 | EA | HRS | HRS | 0 | 0 | 0 | 0 | 0 | 0
329 |  |  |  | 3'-0"x3'-9" Cabinets | 1 | 0% | 1 | EA | HRS | HRS | 0 | 0 | 0 | 0 | 0 | 0
330 |  |  |  | 1'-5" Deep Drawers | 8 | 0% | 8 | EA | HRS | HRS | 0 | 0 | 0 | 0 | 0 | 0
|  |  |  | Subtotal (Wood and Plastics) | [5 empty] | 0 |  |  |  | 0 | 0 |  | 0
|  |  | 70000 | DIVISION 07 - THERMAL AND MOISTRE PROTECTION
ROOFING
331 |  |  |  | Standing Seam Metal Roofing Over 12:10 Pitched Roof | 1071.2 | 10% | 1178.32 | SF | HRS | HRS | 0 | 0 | 0 | 0 | 0 | 0
332 |  |  |  | Fiberglass Shingles Over 12:10 Pitched Roof | 629.2 | 10% | 692.12 | SF | HRS | HRS | 0 | 0 | 0 | 0 | 0 | 0
333 |  |  |  | Fiberglass Shingles Over 12:6 Pitched Roof | 5900.16 | 10% | 6490.176 | SF | HRS | HRS | 0 | 0 | 0 | 0 | 0 | 0
334 |  |  |  | Fiberglass Shingles Over 12:9 Pitched Roof | 1808.75 | 10% | 1989.625 | SF | HRS | HRS | 0 | 0 | 0 | 0 | 0 | 0
335 |  |  |  | 0. 60" Thick Epdm Roofing Over Bonding Adhesive And Adhered ( Class B), 1/2" Cover Board Per Mfr Guidelines Over Over 12:1/4" Pitched Roof | 8342.805 | 10% | 9177.0855 | SF | HRS | HRS | 0 | 0 | 0 | 0 | 0 | 0
336 |  |  |  | 18" Cont. Ice & Water Sheild @ Epdm To Shingle Roof Transition | 401.72 | 10% | 441.892 | FT | HRS | HRS | 0 | 0 | 0 | 0 | 0 | 0
337 |  |  |  | Self Adhereing Membrane Flashing And Sealent @ Epdm To Shingle Roof Transition | 401.72 | 10% | 441.892 | FT | HRS | HRS | 0 | 0 | 0 | 0 | 0 | 0
338 |  |  |  | 10" Bent Alum. Flashing @ Epdm To Shingle Roof Transition | 401.72 | 10% | 441.892 | FT | HRS | HRS | 0 | 0 | 0 | 0 | 0 | 0
339 |  |  |  | Sealent Water Block @ Epdm To Shingle Roof Transition | 803.44 | 10% | 883.784 | FT | HRS | HRS | 0 | 0 | 0 | 0 | 0 | 0
340 |  |  |  | Ice & Water Sheild | 1711 | 10% | 1882.1 | SF | HRS | HRS | 0 | 0 | 0 | 0 | 0 | 0
341 |  |  |  | 2" Wide Metal Coping | 545 | 10% | 599.5 | FT | HRS | HRS | 0 | 0 | 0 | 0 | 0 | 0
342 |  |  |  | 4'-0" High Parapet Wall | 1908 | 10% | 2098.8 | SF | HRS | HRS | 0 | 0 | 0 | 0 | 0 | 0
343 |  |  |  | 6" Dia Downspouts | 150 | 10% | 165 | FT | HRS | HRS | 0 | 0 | 0 | 0 | 0 | 0
344 |  |  |  | 5" ALUMINIUM OGEE GUTTER | 425.11 | 10% | 467.621 | FT | HRS | HRS | 0 | 0 | 0 | 0 | 0 | 0
345 |  |  |  | Valley Flashing (typ. ) | 509.2 | 10% | 560.12 | FT | HRS | HRS | 0 | 0 | 0 | 0 | 0 | 0
346 |  |  |  | Ridge Flashing | 305 | 10% | 335.5 | FT | HRS | HRS | 0 | 0 | 0 | 0 | 0 | 0
347 |  |  |  | Hip Flashing | 638 | 10% | 701.8 | FT | HRS | HRS | 0 | 0 | 0 | 0 | 0 | 0
SIDING
348 |  |  |  | Horizontal Vinyl Siding | 4810 | 10% | 5291 | SF | HRS | HRS | 0 | 0 | 0 | 0 | 0 | 0
349 |  |  |  | Vinyl Shingle Siding Panels | 2481.88 | 10% | 2730.068 | SF | HRS | HRS | 0 | 0 | 0 | 0 | 0 | 0
350 |  |  |  | Azek Panel | 217 | 10% | 238.7 | SF | HRS | HRS | 0 | 0 | 0 | 0 | 0 | 0
351 |  |  |  | AZEK TRIM BOARD | 440 | 10% | 484 | SF | HRS | HRS | 0 | 0 | 0 | 0 | 0 | 0
352 |  |  |  | Aluminium Downspout | 968 | 10% | 1064.8 | FT | HRS | HRS | 0 | 0 | 0 | 0 | 0 | 0
353 |  |  |  | Metal Roofing Panels | 787 | 10% | 865.7 | SF | HRS | HRS | 0 | 0 | 0 | 0 | 0 | 0
354 |  |  |  | Azek Trim Board( Cornice) | 155.04 | 10% | 170.544 | FT | HRS | HRS | 0 | 0 | 0 | 0 | 0 | 0
STONE WORK
355 |  |  |  | 2" Synthetic Stone Veneer | 1518 | 10% | 1669.8 | SF | HRS | HRS | 0 | 0 | 0 | 0 | 0 | 0
DECORATIVE MATERIAL
356 |  |  |  | 10" Decorative Column | 124.69 | 10% | 137.159 | FT | HRS | HRS | 0 | 0 | 0 | 0 | 0 | 0
357 |  |  |  | 3-1/2" Vinyl Casing around Doors & Windows | 2755.24 | 10% | 3030.764 | FT | HRS | HRS | 0 | 0 | 0 | 0 | 0 | 0
358 |  |  |  | 9" FYPON Window Heads | 221.21 | 10% | 243.331 | FT | HRS | HRS | 0 | 0 | 0 | 0 | 0 | 0
359 |  |  |  | Synthetic Stone Window Heads | 97.81 | 10% | 107.591 | FT | HRS | HRS | 0 | 0 | 0 | 0 | 0 | 0
360 |  |  |  | Synthetic Stone Window Sills | 74.2 | 10% | 81.62 | FT | HRS | HRS | 0 | 0 | 0 | 0 | 0 | 0
361 |  |  |  | AZEK DOUBLE BOARD | 137.16 | 10% | 150.876 | FT | HRS | HRS | 0 | 0 | 0 | 0 | 0 | 0
362 |  |  |  | 1 x 6 over 1 x 12 Aluminum Wrapped Trim Boards | 395.66 | 10% | 435.226 | FT | HRS | HRS | 0 | 0 | 0 | 0 | 0 | 0
363 |  |  |  | 5-1/2" ALOCOA *TFOP-55 TRIM | 1124.72 | 10% | 1237.192 | FT | HRS | HRS | 0 | 0 | 0 | 0 | 0 | 0
364 |  |  |  | 1" AZEK TRIM HALFROUND | 538.09 | 10% | 591.899 | FT | HRS | HRS | 0 | 0 | 0 | 0 | 0 | 0
365 |  |  |  | 5/4 x 8 Azek trim board | 139.49 | 10% | 153.439 | FT | HRS | HRS | 0 | 0 | 0 | 0 | 0 | 0
366 |  |  |  | 1 x 4 AZEK TRIM BOARD | 130.41 | 10% | 143.451 | FT | HRS | HRS | 0 | 0 | 0 | 0 | 0 | 0
EXTERIOR FINISHES
367 |  |  |  | S-1 - Stone | 544.98 | 10% | 599.478 | SF | HRS | HRS | 0 | 0 | 0 | 0 | 0 | 0
368 |  |  |  | BR-1 - Horizontal Brick | 32020.56 | 10% | 35222.616 | SF | HRS | HRS | 0 | 0 | 0 | 0 | 0 | 0
369 |  |  |  | BR-2 - Inset Soldier Course Brick Detail | 662.15 | 10% | 728.365 | SF | HRS | HRS | 0 | 0 | 0 | 0 | 0 | 0
370 |  |  |  | FC-1 - Lap Siding | 14002.9 | 10% | 15403.19 | SF | HRS | HRS | 0 | 0 | 0 | 0 | 0 | 0
371 |  |  |  | FC-2 - Vertical Lap Siding | 10325.48 | 10% | 11358.028 | SF | HRS | HRS | 0 | 0 | 0 | 0 | 0 | 0
372 |  |  |  | FC-4 - Fiber Cement Panel | 5019.62 | 10% | 5521.582 | SF | HRS | HRS | 0 | 0 | 0 | 0 | 0 | 0
373 |  |  |  | M-1 - Metal Siding | 6102.13 | 10% | 6712.343 | SF | HRS | HRS | 0 | 0 | 0 | 0 | 0 | 0
|  |  |  | Subtotal (Thermal and Moisture Protection) | [5 empty] | 0 |  |  |  | 0 | 0 |  | 0
|  |  | 80000 | DIVISION 08 - OPENINGS
DOORS
374 |  |  |  | 3' wide X 7' height X 1-3/4" solid core wooden door w/ hollow metal doors | 178 | 0% | 178 | EA | HRS | HRS | 0 | 0 | 0 | 0 | 0 | 0
375 |  |  |  | 3' wide X 7' height X 1-3/4" hollw metal door w/ hollow metal doors | 1 | 0% | 1 | EA | HRS | HRS | 0 | 0 | 0 | 0 | 0 | 0
376 |  |  |  | 3' wide X 7' height X 1-3/4" solid core wooden door w/ hollow metal doors | 16 | 0% | 16 | EA | HRS | HRS | 0 | 0 | 0 | 0 | 0 | 0
377 |  |  |  | 3' wide X 7' height X 1-3/4" alum. door w/ alum. frame | 1 | 0% | 1 | EA | HRS | HRS | 0 | 0 | 0 | 0 | 0 | 0
378 |  |  |  | 5'-8" wide X 7' height X 1-3/4" solid core wooden door w/ hollow metal doors | 1 | 0% | 1 | EA | HRS | HRS | 0 | 0 | 0 | 0 | 0 | 0
379 |  |  |  | 3' wide X 7' height X 1-3/4" hollow metal door w/ hollow metal doors | 5 | 0% | 5 | EA | HRS | HRS | 0 | 0 | 0 | 0 | 0 | 0
380 |  |  |  | 2' wide X 7' height X 1-3/4" hollow metal door w/ hollow metal doors | 1 | 0% | 1 | EA | HRS | HRS | 0 | 0 | 0 | 0 | 0 | 0
381 |  |  |  | 3'-4" wide X 7' height X 1-3/4" solid core wooden door w/ hollow metal doors | 2 | 0% | 2 | EA | HRS | HRS | 0 | 0 | 0 | 0 | 0 | 0
382 |  |  |  | 3' wide X 2' height X 1-3/4" solid core wooden door w/ hollow metal doors | 1 | 0% | 1 | EA | HRS | HRS | 0 | 0 | 0 | 0 | 0 | 0
383 |  |  |  | 3'-6" wide X 7' height X 1-3/4" hollow metal door w/ hollow metal doors | 4 | 0% | 4 | EA | HRS | HRS | 0 | 0 | 0 | 0 | 0 | 0
384 |  |  |  | (2)3' wide X 7' height X 1-3/4" solid core wooden pair door w/ hollow metal doors | 1 | 0% | 1 | EA | HRS | HRS | 0 | 0 | 0 | 0 | 0 | 0
385 |  |  |  | 3' wide X 6'-8" height X 1-3/4" solid core wooden door w/ hollow metal doors | 1 | 0% | 1 | EA | HRS | HRS | 0 | 0 | 0 | 0 | 0 | 0
386 |  |  |  | 4' wide X 7' height X 1-3/4" alum. door w/ alum. frame | 1 | 0% | 1 | EA | HRS | HRS | 0 | 0 | 0 | 0 | 0 | 0
387 |  |  |  | 3'-4" wide X 7' height X 1-3/4" alum. door w/ alum. frame | 1 | 0% | 1 | EA | HRS | HRS | 0 | 0 | 0 | 0 | 0 | 0
388 |  |  |  | 4'-8" wide X 4'-8" height X 1-3/4" alum. door w/ alum. Frame | 1 | 0% | 1 | EA | HRS | HRS | 0 | 0 | 0 | 0 | 0 | 0
389 |  |  |  | 1'-0" wide X 1'-2" height X 1-3/4" alum. door w/ alum. frame | 1 | 0% | 1 | EA | HRS | HRS | 0 | 0 | 0 | 0 | 0 | 0
390 |  |  |  | 1'-0" wide X 1'-8" height X 1-3/4" alum. door w/ alum. frame | 1 | 0% | 1 | EA | HRS | HRS | 0 | 0 | 0 | 0 | 0 | 0
WINDOWS
391 |  |  |  | A: 4'-2" wide X 7' height exterior storefront windows w/ tempered glass | 105 | 0% | 105 | EA | HRS | HRS | 0 | 0 | 0 | 0 | 0 | 0
392 |  |  |  | B: 4'-11" wide X 8'-10 height exterior storefront windows w/ tempered glass | 1 | 0% | 1 | EA | HRS | HRS | 0 | 0 | 0 | 0 | 0 | 0
393 |  |  |  | C: 20'-8" wide X 8'-8" height alum. Storefront | 1 | 0% | 1 | EA | HRS | HRS | 0 | 0 | 0 | 0 | 0 | 0
394 |  |  |  | D: 3'-8" wide X 3'-8" height exterior storefront windows w/ tempered glass | 2 | 0% | 2 | EA | HRS | HRS | 0 | 0 | 0 | 0 | 0 | 0
395 |  |  |  | E2: 6'-11" wide X 7'-2" height exterior storefront windows w/ tempered glass | 2 | 0% | 2 | EA | HRS | HRS | 0 | 0 | 0 | 0 | 0 | 0
396 |  |  |  | F: 5'-0" wide X 6'-0" height exterior storefront windows w/ tempered glass | 6 | 0% | 6 | EA | HRS | HRS | 0 | 0 | 0 | 0 | 0 | 0
DOOR HARDWARE
397 |  |  |  | Door Hardware ( Hinges, Passage/locking Sets, knobs/Levers, Deadbolts, Stoppers, Latches, Push/pull plates | 217 | 0% | 217 | EA | HRS | HRS | 0 | 0 | 0 | 0 | 0 | 0
|  |  |  | Subtotal (Doors and Windows) | [5 empty] | 0 |  |  |  | 0 | 0 |  | 0
|  |  | 90000 | DIVISION 09 - FINISHES
DRYWALL
PARTITION WALLS
Wall A (Furring Wall)
398 |  |  |  | 5/8" Gypsum Wall Board | 1100 | 10% | 1210 | SF | HRS | HRS | 0 | 0 | 0 | 0 | 0 | 0
399 |  |  |  | 7/8" Metal Hat Channels @16" O.C | 828 | 10% | 910.8 | FT | HRS | HRS | 0 | 0 | 0 | 0 | 0 | 0
Wall A1 (Furring Wall)
400 |  |  |  | 5/8" Gypsum Wall Board | 446 | 10% | 490.6 | SF | HRS | HRS | 0 | 0 | 0 | 0 | 0 | 0
401 |  |  |  | 7/8" Metal Hat Channels @16" O.C | 335 | 10% | 368.5 | FT | HRS | HRS | 0 | 0 | 0 | 0 | 0 | 0
Wall B
402 |  |  |  | 5/8" Gypsum Wall Board On Both Side | 1708 | 10% | 1878.8 | SF | HRS | HRS | 0 | 0 | 0 | 0 | 0 | 0
403 |  |  |  | 7/8" Metal Hat Channels @16" O.C | 642 | 10% | 706.2 | FT | HRS | HRS | 0 | 0 | 0 | 0 | 0 | 0
404 |  |  |  | Bracing @4'-0" O.C | 214 | 10% | 235.4 | SF | HRS | HRS | 0 | 0 | 0 | 0 | 0 | 0
405 |  |  |  | 1-5/8" Metal Studs @16" O.C | 642 | 10% | 706.2 | FT | HRS | HRS | 0 | 0 | 0 | 0 | 0 | 0
Wall E (Furring Wall On Exterior C.M.U Walls)
406 |  |  |  | 5/8" Gypsum Wall Board On Interior Side | 4634 | 10% | 5097.4 | SF | HRS | HRS | 0 | 0 | 0 | 0 | 0 | 0
407 |  |  |  | 1-5/8" Metal Hat Channels @16" O.C | 3484 | 10% | 3832.4 | FT | HRS | HRS | 0 | 0 | 0 | 0 | 0 | 0
408 |  |  |  | R-5 Insulation | 4634 | 10% | 5097.4 | SF | HRS | HRS | 0 | 0 | 0 | 0 | 0 | 0
Wall G (Corridor And Unit Demising Wall)
409 |  |  |  | 5/8" Fire Rated Gypsum Wall Board On Both Side | 6186 | 10% | 6804.6 | SF | HRS | HRS | 0 | 0 | 0 | 0 | 0 | 0
410 |  |  |  | 3-5/8" Metal Studs @16" O.C | 2326 | 10% | 2558.6 | FT | HRS | HRS | 0 | 0 | 0 | 0 | 0 | 0
411 |  |  |  | 1/2" Resilient Channels @24" O.C | 1546 | 10% | 1700.6 | FT | HRS | HRS | 0 | 0 | 0 | 0 | 0 | 0
412 |  |  |  | R-13 Thermafiber Safb (Min 3") | 3093 | 10% | 3402.3 | SF | HRS | HRS | 0 | 0 | 0 | 0 | 0 | 0
Wall G1 (Corridor And Unit Demising Wall) Rating; 1/2 Hour
413 |  |  |  | 5/8" Fire Rated Gypsum Wall Board On Both Side | 2430 | 10% | 2673 | SF | HRS | HRS | 0 | 0 | 0 | 0 | 0 | 0
414 |  |  |  | 3-5/8" Metal Studs @16" O.C | 950 | 10% | 1045 | FT | HRS | HRS | 0 | 0 | 0 | 0 | 0 | 0
415 |  |  |  | 1/2" Resilient Channels @24" O.C | 720 | 10% | 792 | FT | HRS | HRS | 0 | 0 | 0 | 0 | 0 | 0
416 |  |  |  | R-13 Thermafiber Safb (Min 3") | 1215 | 10% | 1336.5 | SF | HRS | HRS | 0 | 0 | 0 | 0 | 0 | 0
Wall H (Double Wall Unit Demising)
417 |  |  |  | 5/8" Fire Rated Gypsum Wall Board On Both Side | 1522 | 10% | 1674.2 | SF | HRS | HRS | 0 | 0 | 0 | 0 | 0 | 0
418 |  |  |  | 3-5/8" Metal Studs @16" O.C | 580 | 10% | 638 | FT | HRS | HRS | 0 | 0 | 0 | 0 | 0 | 0
419 |  |  |  | Sound Batt Insulation (Min 3") | 761 | 10% | 837.1 | SF | HRS | HRS | 0 | 0 | 0 | 0 | 0 | 0
420 |  |  |  | 1/2" Resilient Channels @24" O.C | 400 | 10% | 440 | FT | HRS | HRS | 0 | 0 | 0 | 0 | 0 | 0
Wall J (Equipment Room Wall)
421 |  |  |  | 5/8" Fire Rated Gypsum Wall Board On Both Side | 1450 | 10% | 1595 | SF | HRS | HRS | 0 | 0 | 0 | 0 | 0 | 0
422 |  |  |  | 3-5/8" 25 Guage Metal Studs @24" O.C | 670 | 10% | 737 | FT | HRS | HRS | 0 | 0 | 0 | 0 | 0 | 0
423 |  |  |  | R-13 Thermafiber Safb (Min 3") | 725 | 10% | 797.5 | SF | HRS | HRS | 0 | 0 | 0 | 0 | 0 | 0
Wall J2 (Two-Hour Rated Wall With Resilient Channels)
424 |  |  |  | 5/8" Fire Rated Gypsum Wall Board On Both Side | 2578 | 10% | 2835.8 | SF | HRS | HRS | 0 | 0 | 0 | 0 | 0 | 0
425 |  |  |  | 3-5/8" 25 Guage Metal Studs @24" O.C | 1020 | 10% | 1122 | FT | HRS | HRS | 0 | 0 | 0 | 0 | 0 | 0
426 |  |  |  | R-13 Thermafiber Safb (Min 3") | 1289 | 10% | 1417.9 | SF | HRS | HRS | 0 | 0 | 0 | 0 | 0 | 0
427 |  |  |  | 1/2" Resilient Channels @24" O.C | 850 | 10% | 935 | FT | HRS | HRS | 0 | 0 | 0 | 0 | 0 | 0
Wall K1 (No Insulation)
428 |  |  |  | 5/8" Fire Rated Gypsum Wall Board On Both Side | 542 | 10% | 596.2 | SF | HRS | HRS | 0 | 0 | 0 | 0 | 0 | 0
429 |  |  |  | 8" Metal Studs @16" O.C | 200 | 10% | 220 | FT | HRS | HRS | 0 | 0 | 0 | 0 | 0 | 0
Wall L (Equipment Room Wall)
430 |  |  |  | 5/8" Gypsum Wall Board On Both Side | 8934 | 10% | 9827.4 | SF | HRS | HRS | 0 | 0 | 0 | 0 | 0 | 0
431 |  |  |  | 3-5/8" Metal Studs 16" O.C | 3358 | 10% | 3693.8 | FT | HRS | HRS | 0 | 0 | 0 | 0 | 0 | 0
432 |  |  |  | R-13 Thermafiber Safb (Min 3") | 4467 | 10% | 4913.7 | SF | HRS | HRS | 0 | 0 | 0 | 0 | 0 | 0
Wall L1 (No Insulation)
433 |  |  |  | 5/8" Gypsum Wall Board On Both Side | 4302 | 10% | 4732.2 | SF | HRS | HRS | 0 | 0 | 0 | 0 | 0 | 0
434 |  |  |  | 3-5/8" Metal Studs 16" O.C | 1850 | 10% | 2035 | FT | HRS | HRS | 0 | 0 | 0 | 0 | 0 | 0
Wall M (2 Hour Fire Rated Shaft Wall. Linen Chute)
435 |  |  |  | 1" Fire Rated Gypsum Wall Board | 1434 | 10% | 1577.4 | SF | HRS | HRS | 0 | 0 | 0 | 0 | 0 | 0
436 |  |  |  | 3/4" Metal Studs @16" O.C | 1180 | 10% | 1298 | FT | HRS | HRS | 0 | 0 | 0 | 0 | 0 | 0
437 |  |  |  | 2 Layers Of 5/8" Fire Rated Gypsum Wall Board | 2868 | 10% | 3154.8 | SF | HRS | HRS | 0 | 0 | 0 | 0 | 0 | 0
Wall N (Non-Rated Partial Wall)
438 |  |  |  | Wood Veneer | 434 | 10% | 477.4 | SF | HRS | HRS | 0 | 0 | 0 | 0 | 0 | 0
439 |  |  |  | 3/4" Plywood On Both Sides | 868 | 10% | 954.8 | SF | HRS | HRS | 0 | 0 | 0 | 0 | 0 | 0
440 |  |  |  | 3-5/8" Metal Studs @24" O.C | 350 | 10% | 385 | FT | HRS | HRS | 0 | 0 | 0 | 0 | 0 | 0
GYPSUM BOARD CEILING
441 |  |  |  | 5/8" Gypsum Board Ceiling | 4306 | 10% | 4736.6 | SF | HRS | HRS | 0 | 0 | 0 | 0 | 0 | 0
PAINTING
442 |  |  |  | Paint On Walls MFR: Sherwin Willaims | 38134 | 10% | 41947.4 | SF | HRS | HRS | 0 | 0 | 0 | 0 | 0 | 0
443 |  |  |  | Exposed Struct Paint MFR: Sherwin Willaims | 49.17 | 10% | 54.087 | SF | HRS | HRS | 0 | 0 | 0 | 0 | 0 | 0
444 |  |  |  | Smooth Paint On Ceiling In Elecrtical Room MFR: Sherwin Willaims | 34.46 | 10% | 37.906 | SF | HRS | HRS | 0 | 0 | 0 | 0 | 0 | 0
445 |  |  |  | Smooth Paint On Ceiling In Mechanical Room MFR: Sherwin Willaims | 46.58 | 10% | 51.238 | SF | HRS | HRS | 0 | 0 | 0 | 0 | 0 | 0
446 |  |  |  | Smooth Paint On Gypsum Board MFR: Sherwin Willaims | 3480 | 10% | 3828 | SF | HRS | HRS | 0 | 0 | 0 | 0 | 0 | 0
FLOOR FINISH
447 |  |  |  | CPT-1 : Carpet Tile, Mannington Commercial, Traction Avenue Collection, Soft Tread Style, Midnight 35718 Color, 12"x48" Size | 1781 | 10% | 1959.1 | SF | HRS | HRS | 0 | 0 | 0 | 0 | 0 | 0
448 |  |  |  | CPT-2 : Carpet Tile, Mannington Commercial, Traction Avenue Collection, Tread Hex Style, Midnight 35718 Color, 12"x48" Size | 1317 | 10% | 1448.7 | SF | HRS | HRS | 0 | 0 | 0 | 0 | 0 | 0
449 |  |  |  | CPT-4 : Carpet Tile, Mannington Commercial, Traction Avenue Collection, Tread Hex Style, Nitro 12716 Color, 12"x48" Size | 485 | 10% | 533.5 | SF | HRS | HRS | 0 | 0 | 0 | 0 | 0 | 0
450 |  |  |  | LVT-2 : Luxury Vinyl Tile, Patcraft, Subtractive Layers Collection, 1417V Remove Style, 00130 Neutral Tint, 11.8"x23.6" Size | 610 | 10% | 671 | SF | HRS | HRS | 0 | 0 | 0 | 0 | 0 | 0
451 |  |  |  | RB-1 : Rubber Flooring, Mannington Commercial, Reset Collection & Style, Blue Tones 820 Color, 24"x24" Size | 145 | 10% | 159.5 | SF | HRS | HRS | 0 | 0 | 0 | 0 | 0 | 0
452 |  |  |  | SC-1 : Sealed Concrete | 3889 | 10% | 4277.9 | SF | HRS | HRS | 0 | 0 | 0 | 0 | 0 | 0
453 |  |  |  | TL-1 : Porcelain Tile Flooring, Ceramic Technics, Fiorano Contemporary Stone Collection, Amani Grey Color, 24"x24" Size, Polished Finish | 600 | 10% | 660 | SF | HRS | HRS | 0 | 0 | 0 | 0 | 0 | 0
454 |  |  |  | TL-2 : Porcelain Tile Flooring, Crossvile, Shades By Crossville Collection, Mist AV244 Color, Honed Finish, 6"x24" Size | 976 | 10% | 1073.6 | SF | HRS | HRS | 0 | 0 | 0 | 0 | 0 | 0
455 |  |  |  | VCT-1 : Vinyl Composite Tile Flooring, Forbo, Colorex SD, Moonstoned 150206 Color, 24"x24" Size, Polished Finish | 2058 | 10% | 2263.8 | SF | HRS | HRS | 0 | 0 | 0 | 0 | 0 | 0
456 |  |  |  | Hardwood Flooring (T&G Making) | 442 | 10% | 486.2 | SF | HRS | HRS | 0 | 0 | 0 | 0 | 0 | 0
457 |  |  |  | Wood Base Board | 211 | 10% | 232.1 | FT | HRS | HRS | 0 | 0 | 0 | 0 | 0 | 0
WALL FINISH
458 |  |  |  | TL-3 : Porcelain Wall Tile, Crossvile, Shades By Crossville Collection, Frost AV241 Color, 6"x24" Size, Honed Finish | 320 | 10% | 352 | SF | HRS | HRS | 0 | 0 | 0 | 0 | 0 | 0
459 |  |  |  | TL-2 : Porcelain Wall Tile, Crossvile, Shades By Crossville Collection, Mist AV244 Color, Honed Finish, 6"x24" Size | 290 | 10% | 319 | SF | HRS | HRS | 0 | 0 | 0 | 0 | 0 | 0
TRANSITION STRIPS
CPT-LVT
460 |  |  |  | Johnsonite Slim Line Transition | 35.2 | 10% | 38.72 | FT | HRS | HRS | 0 | 0 | 0 | 0 | 0 | 0
CPT-TL
461 |  |  |  | Metal Schluter, Reno-Tk | 33.74 | 10% | 37.114 | FT | HRS | HRS | 0 | 0 | 0 | 0 | 0 | 0
RB-LVT
462 |  |  |  | Johnsonite Slim Line Transition | 4.36 | 10% | 4.796 | FT | HRS | HRS | 0 | 0 | 0 | 0 | 0 | 0
SC-CPT
463 |  |  |  | Johnsonite Wheeled Traffic Transition | 15 | 10% | 16.5 | FT | HRS | HRS | 0 | 0 | 0 | 0 | 0 | 0
SC-LVT
464 |  |  |  | Johnsonite Wheeled Traffic Transition | 7.31 | 10% | 8.041 | FT | HRS | HRS | 0 | 0 | 0 | 0 | 0 | 0
SC-VCT
465 |  |  |  | Johnsonite Slim Line Transition | 11.34 | 10% | 12.474 | FT | HRS | HRS | 0 | 0 | 0 | 0 | 0 | 0
TL-LVT
466 |  |  |  | Metal Schluter, Reno-U Stainless Steel Finish | 10.79 | 10% | 11.869 | FT | HRS | HRS | 0 | 0 | 0 | 0 | 0 | 0
VCT-LVT
467 |  |  |  | Johnsonite Slim Line Transition | 11.08 | 10% | 12.188 | FT | HRS | HRS | 0 | 0 | 0 | 0 | 0 | 0
PAINT
CEILING
468 |  |  |  | PT-3: Latex Acrylic Paint, Finish: Flat, Mfg: SHERWIN WILLIAMS, Location: Ceiling | 60183 | 10% | 66201.3 | SF | HRS | HRS | 0 | 0 | 0 | 0 | 0 | 0
CORRIDOR
469 |  |  |  | PT-10: Latex Acrylic Paint, Finish: Eggshell, Mfg: SHERWIN WILLIAMS, Location: Corridor Walls | 117230 | 10% | 128953 | SF | HRS | HRS | 0 | 0 | 0 | 0 | 0 | 0
470 |  |  |  | PT-4: Latex Acrylic Paint, Finish: Eggshell, Mfg: SHERWIN WILLIAMS, Location: Fitness | 1375 | 10% | 1512.5 | SF | HRS | HRS | 0 | 0 | 0 | 0 | 0 | 0
COFFEE STATION
471 |  |  |  | PT-5: Latex Acrylic Paint, Finish: Eggshell, Mfg: SHERWIN WILLIAMS, Location: Coffee Station | 1056 | 10% | 1161.6 | SF | HRS | HRS | 0 | 0 | 0 | 0 | 0 | 0
472 |  |  |  | PT-6: Latex Acrylic Paint, Finish: Eggshell, Mfg: SHERWIN WILLIAMS, Location: Kitchen | 660 | 10% | 726 | SF | HRS | HRS | 0 | 0 | 0 | 0 | 0 | 0
473 |  |  |  | PT-7: Latex Acrylic Paint, Finish: Eggshell, Mfg: SHERWIN WILLIAMS, Location: Meeting/Study | 671 | 10% | 738.1 | SF | HRS | HRS | 0 | 0 | 0 | 0 | 0 | 0
RESTROOMS
474 |  |  |  | PT-9: Latex Acrylic Paint, Finish: Satin, Mfg: SHERWIN WILLIAMS, Location: Bath Units, Restrooms | 88935 | 10% | 97828.5 | SF | HRS | HRS | 0 | 0 | 0 | 0 | 0 | 0
DOORS
475 |  |  |  | PT:2: Paint on Doors & Frames, Mfg: SHERWIN WILLIAMS | 98 | 0% | 98 | EA | HRS | HRS | 0 | 0 | 0 | 0 | 0 | 0
TRIMS/BASE
476 |  |  |  | Paint on Trims | 3449 | 10% | 3793.9 | FT | HRS | HRS | 0 | 0 | 0 | 0 | 0 | 0
|  |  |  | Subtotal (Finishes) | [5 empty] | 0 |  |  |  | 0 | 0 |  | 0
|  |  | 100000 | DIVISION 10 - SPECIALITIES
TOILET ACCESSORIES
477 |  |  |  | 3" Wing - 90 Deg Angle - Square Corner MNFR: InPRO CORPORATION Model: 158 | 160 | 0% | 160 | EA | HRS | HRS | 0 | 0 | 0 | 0 | 0 | 0
478 |  |  |  | ADA Tilted Mirror 24" x 36" MNFR: BOBRICK Model: B-293-2436 | 12 | 0% | 12 | EA | HRS | HRS | 0 | 0 | 0 | 0 | 0 | 0
479 |  |  |  | 46" Horizontal Grab Bar MNFR: BOBRICK Model: B-5806X42 | 13 | 0% | 13 | EA | HRS | HRS | 0 | 0 | 0 | 0 | 0 | 0
480 |  |  |  | 18" Vertical Grab Bar MNFR: BOBRICK Model: B-5806X18 | 13 | 0% | 13 | EA | HRS | HRS | 0 | 0 | 0 | 0 | 0 | 0
481 |  |  |  | 36" Horizontal Grab Bar MNFR: BOBRICK Model: B-5806X36 | 13 | 0% | 13 | EA | HRS | HRS | 0 | 0 | 0 | 0 | 0 | 0
482 |  |  |  | Double Robe Hook MNFR: BOBRICK Model: B-6727 | 13 | 0% | 13 | EA | HRS | HRS | 0 | 0 | 0 | 0 | 0 | 0
483 |  |  |  | Restroom Partitions, Floor Braced, Stainless Steel MNFR: BRADLEY CORPORATION Model: 1082 | 7 | 0% | 7 | EA | HRS | HRS | 0 | 0 | 0 | 0 | 0 | 0
484 |  |  |  | Wall Mounted Urinal Screens, Stainless Steel MNFR: BOBRICK Model: 1085 | 3 | 0% | 3 | EA | HRS | HRS | 0 | 0 | 0 | 0 | 0 | 0
485 |  |  |  | Utility Shelf W/ Rag Hooks And Broom Holders MNFR: BOBRICK Model: B-239 | 6 | 0% | 6 | EA | HRS | HRS | 0 | 0 | 0 | 0 | 0 | 0
FIXTURES
486 |  |  |  | Fire Extinguisher Hook Mounted | 9 | 0% | 9 | EA | HRS | HRS | 0 | 0 | 0 | 0 | 0 | 0
487 |  |  |  | Fire extinguisher In Cabinet | 8 | 0% | 8 | EA | HRS | HRS | 0 | 0 | 0 | 0 | 0 | 0
SIGNAGES
488 |  |  |  | IN-03.01: Room Number Name Sign Size: 3"H x 9"W | 17 | 0% | 17 | EA | HRS | HRS | 0 | 0 | 0 | 0 | 0 | 0
489 |  |  |  | IN-04.04: Secondary Room Number/Name Sign Size: 6"H x 9"W | 64 | 0% | 64 | EA | HRS | HRS | 0 | 0 | 0 | 0 | 0 | 0
490 |  |  |  | IN-08.02: Prohibit Instructional And Control Sign Size: 9"H x 9"W | 4 | 0% | 4 | EA | HRS | HRS | 0 | 0 | 0 | 0 | 0 | 0
491 |  |  |  | IN-07.05.07: Room Sign With Indicator And Paper InsertSign Size: 9"H x 9"W | 4 | 0% | 4 | EA | HRS | HRS | 0 | 0 | 0 | 0 | 0 | 0
492 |  |  |  | IN-01.31: Fire Equipment Sign Size: 9"H x 9"W | 6 | 0% | 6 | EA | HRS | HRS | 0 | 0 | 0 | 0 | 0 | 0
493 |  |  |  | IN-09.01.06: Restroom Identification Ssign Size: 12-1/4"H x 9"W | 11 | 0% | 11 | EA | HRS | HRS | 0 | 0 | 0 | 0 | 0 | 0
494 |  |  |  | IN-09.08: Pictogram And Symbol Size: 9"H x 9"W | 6 | 0% | 6 | EA | HRS | HRS | 0 | 0 | 0 | 0 | 0 | 0
495 |  |  |  | IN-13: Perpendicular Flag Mount sign Size: 9"H x 12"W | 11 | 0% | 11 | EA | HRS | HRS | 0 | 0 | 0 | 0 | 0 | 0
|  |  |  | Subtotal (Specialities) | [5 empty] | 0 |  |  |  | 0 | 0 |  | 0
|  |  | 110000 | DIVISION 11 - EQUIPMENTS
RESIDENTIAL APPLIANCES
496 |  |  |  | Refrigerator | 4 | 0% | 4 | EA | HRS | HRS | 0 | 0 | 0 | 0 | 0 | 0
497 |  |  |  | Kitchen Range | 4 | 0% | 4 | EA | HRS | HRS | 0 | 0 | 0 | 0 | 0 | 0
498 |  |  |  | Micro-Wave Oven | 4 | 0% | 4 | EA | HRS | HRS | 0 | 0 | 0 | 0 | 0 | 0
499 |  |  |  | Dishwasher | 4 | 0% | 4 | EA | HRS | HRS | 0 | 0 | 0 | 0 | 0 | 0
500 |  |  |  | Washing & Dryer Combination | 4 | 0% | 4 | EA | HRS | HRS | 0 | 0 | 0 | 0 | 0 | 0
|  |  |  | Subtotal (Equipments) | [5 empty] | 0 |  |  |  | 0 | 0 |  | 0
|  |  | 120000 | DIVISION 12 - FURNISHINGS
RESIDENTIAL APPLIANCES
501 |  |  |  | 3/4" Quartz Countertop | 172 | 10% | 189.2 | SF | HRS | HRS | 0 | 0 | 0 | 0 | 0 | 0
502 |  |  |  | 4" High Quartz Backsplash | 48 | 10% | 52.8 | FT | HRS | HRS | 0 | 0 | 0 | 0 | 0 | 0
|  |  |  | Subtotal (Furnishings) | [5 empty] | 0 |  |  |  | 0 | 0 |  | 0
|  |  | 140000 | DIVISION 14 - CONVEYING SYSTEM
ELEVATOR
503 |  |  |  | Passenger Elevator 4 Stops, 3500 Lbs. Capacity | 1 | 0% | 1 | EA | HRS | HRS | 0 | 0 | 0 | 0 | 0 | 0
|  |  |  | Subtotal (Conveying System) | [5 empty] | 0 |  |  |  | 0 | 0 |  | 0
|  |  | 2100000 | DIVISION 21 - FIRE SUPPRESSION SYSTEM
FIRE PUMP
504 |  |  |  | FP-1:Fire Protection Pump MFr:AC FIRE PUMP Model:8100 | 1 | 0% | 1 | EA | HRS | HRS | 0 | 0 | 0 | 0 | 0 | 0
JOCKEY PUMP
505 |  |  |  | JP-1:Fire Protection Pump MFR:GOULDS Model:3SV-07 | 1 | 0% | 1 | EA | HRS | HRS | 0 | 0 | 0 | 0 | 0 | 0
SPRINKLERS
506 |  |  |  | 1-Fire Sprinkler MFG: Reliable Model: F1FR | 238 | 0% | 238 | EA | HRS | HRS | 0 | 0 | 0 | 0 | 0 | 0
507 |  |  |  | 2-Fire Sprinkler MFG: Reliable Model: F1FR | 441 | 0% | 441 | EA | HRS | HRS | 0 | 0 | 0 | 0 | 0 | 0
508 |  |  |  | 3-Fire Sprinkler MFG: Reliable Model: F3QR56 | 7 | 0% | 7 | EA | HRS | HRS | 0 | 0 | 0 | 0 | 0 | 0
509 |  |  |  | 4-Fire Sprinkler MFG: Reliable Model: F1FR | 8 | 0% | 8 | EA | HRS | HRS | 0 | 0 | 0 | 0 | 0 | 0
510 |  |  |  | 5-Fire Sprinkler MFG: Victaulic Model: BB1012 | 13 | 0% | 13 | EA | HRS | HRS | 0 | 0 | 0 | 0 | 0 | 0
VALVES
511 |  |  |  | Zone Control Valve | 10 | 0% | 10 | EA | HRS | HRS | 0 | 0 | 0 | 0 | 0 | 0
512 |  |  |  | Supervised Isolation Valve | 3 | 0% | 3 | EA | HRS | HRS | 0 | 0 | 0 | 0 | 0 | 0
513 |  |  |  | 4" Class 1 Manual Wet Combimed Sprinkler Stand Pipe System And Provide Hose Valve | 8 | 0% | 8 | EA | HRS | HRS | 0 | 0 | 0 | 0 | 0 | 0
514 |  |  |  | Hose Valve Cabient | 4 | 0% | 4 | EA | HRS | HRS | 0 | 0 | 0 | 0 | 0 | 0
515 |  |  |  | 6" AMES 300SS Double Detector Check Valve | 1 | 0% | 1 | EA | HRS | HRS | 0 | 0 | 0 | 0 | 0 | 0
FIRE PIPES
516 |  |  |  | FPD:1" Dry Fire Protection Black Steel SCH.40 PiPE | 2445.9 | 10% | 2690.49 | FT | HRS | HRS | 0 | 0 | 0 | 0 | 0 | 0
517 |  |  |  | FPD:1-1/2" Dry Fire Protection Black Steel SCH.40 PiPE | 776.38 | 10% | 854.018 | FT | HRS | HRS | 0 | 0 | 0 | 0 | 0 | 0
518 |  |  |  | FPD:4" Dry Fire Protection Black Steel SCH.40 PiPE | 1149.76 | 10% | 1264.736 | FT | HRS | HRS | 0 | 0 | 0 | 0 | 0 | 0
519 |  |  |  | FPW:2-1/2" Wet Fire Protection Black Steel SCH.40 PiPE | 1807.64 | 10% | 1988.404 | FT | HRS | HRS | 0 | 0 | 0 | 0 | 0 | 0
520 |  |  |  | FPW:1" Wet Fire Protection Black Steel SCH.40 PiPE | 571.29 | 10% | 628.419 | FT | HRS | HRS | 0 | 0 | 0 | 0 | 0 | 0
521 |  |  |  | FPW:4" Wet Fire Protection Black Steel SCH.40 PiPE | 630.95 | 10% | 694.045 | FT | HRS | HRS | 0 | 0 | 0 | 0 | 0 | 0
522 |  |  |  | FPW:6" Wet Fire Protection Black Steel SCH.40 PiPE | 74.44 | 10% | 81.884 | FT | HRS | HRS | 0 | 0 | 0 | 0 | 0 | 0
523 |  |  |  | FPW:1-1/2" Wet Fire Protection Black Steel SCH.40 PiPE | 91.39 | 10% | 100.529 | FT | HRS | HRS | 0 | 0 | 0 | 0 | 0 | 0
524 |  |  |  | FPW:1-1/4" Wet Fire Protection Black Steel SCH.40 PiPE | 14.86 | 10% | 16.346 | FT | HRS | HRS | 0 | 0 | 0 | 0 | 0 | 0
525 |  |  |  | FPW:1" Wet Fire Protection Black Steel SCH.40 PiPE | 34.99 | 10% | 38.489 | FT | HRS | HRS | 0 | 0 | 0 | 0 | 0 | 0
FIRE PIPES FITTINGS
ELBOW
526 |  |  |  | 2-1/2" Elbow Black Steel SCH.40 | 80 | 0% | 80 | EA | HRS | HRS | 0 | 0 | 0 | 0 | 0 | 0
527 |  |  |  | 6" Elbow Black Steel SCH.40 | 42 | 0% | 42 | EA | HRS | HRS | 0 | 0 | 0 | 0 | 0 | 0
528 |  |  |  | 4" Elbow Black Steel SCH.40 | 56 | 0% | 56 | EA | HRS | HRS | 0 | 0 | 0 | 0 | 0 | 0
529 |  |  |  | 2" Elbow Black Steel SCH.40 | 90 | 0% | 90 | EA | HRS | HRS | 0 | 0 | 0 | 0 | 0 | 0
530 |  |  |  | 1-1/2" Elbow Black Steel SCH.40 | 120 | 0% | 120 | EA | HRS | HRS | 0 | 0 | 0 | 0 | 0 | 0
531 |  |  |  | 1" Elbow Black Steel SCH.40 | 50 | 0% | 50 | EA | HRS | HRS | 0 | 0 | 0 | 0 | 0 | 0
TEE
532 |  |  |  | 2-1/2" Tee Black Steel SCH.40 | 40 | 0% | 40 | EA | HRS | HRS | 0 | 0 | 0 | 0 | 0 | 0
533 |  |  |  | 6" Tee Black Steel SCH.40 | 35 | 0% | 35 | EA | HRS | HRS | 0 | 0 | 0 | 0 | 0 | 0
534 |  |  |  | 4" Tee Black Steel SCH.40 | 42 | 0% | 42 | EA | HRS | HRS | 0 | 0 | 0 | 0 | 0 | 0
535 |  |  |  | 2" Tee Black Steel SCH.40 | 50 | 0% | 50 | EA | HRS | HRS | 0 | 0 | 0 | 0 | 0 | 0
536 |  |  |  | 1-1/2" Tee Black Steel SCH.40 | 60 | 0% | 60 | EA | HRS | HRS | 0 | 0 | 0 | 0 | 0 | 0
537 |  |  |  | 1" Tee Black Steel SCH.40 | 80 | 0% | 80 | EA | HRS | HRS | 0 | 0 | 0 | 0 | 0 | 0
|  |  |  | Subtotal (Fire Suppression System)) | [5 empty] | 0 |  |  |  | 0 | 0 |  | 0
|  |  | 220000 | DIVISION 22 - PLUMBING
PLUMBING FIXTURES
538 |  |  |  | ECO:Exterior Clean Out MFR:JR SMITH Model:4020 | 25 | 0% | 25 | EA | HRS | HRS | 0 | 0 | 0 | 0 | 0 | 0
539 |  |  |  | HB-1:Hose Bib MFR:ZURN Mode:Z1321 | 7 | 0% | 7 | EA | HRS | HRS | 0 | 0 | 0 | 0 | 0 | 0
540 |  |  |  | SS-3:Single Sink MFR:ELKAY Model No:LR1918 | 4 | 0% | 4 | EA | HRS | HRS | 0 | 0 | 0 | 0 | 0 | 0
541 |  |  |  | CO:Clean Out MFR:JR SMITH Model:4020 | 15 | 0% | 15 | EA | HRS | HRS | 0 | 0 | 0 | 0 | 0 | 0
542 |  |  |  | WCH-1:ADA Water Closet MFR:PROFLO Model No:PF1403T | 7 | 0% | 7 | EA | HRS | HRS | 0 | 0 | 0 | 0 | 0 | 0
543 |  |  |  | LVH-1:ADA Lavatory MFR:PROFLO Model No:PF1812UWH | 7 | 0% | 7 | EA | HRS | HRS | 0 | 0 | 0 | 0 | 0 | 0
544 |  |  |  | BF:Drinking Fountain MFR:ELKAY Model:LZWSM8K | 2 | 0% | 2 | EA | HRS | HRS | 0 | 0 | 0 | 0 | 0 | 0
545 |  |  |  | HD-1:Hub Drain | 2 | 0% | 2 | EA | HRS | HRS | 0 | 0 | 0 | 0 | 0 | 0
546 |  |  |  | SP-1:Sump Pump MFR:LIBERTY Model:FLH61M | 2 | 0% | 2 | EA | HRS | HRS | 0 | 0 | 0 | 0 | 0 | 0
547 |  |  |  | HD-2:Hub Drain | 4 | 0% | 4 | EA | HRS | HRS | 0 | 0 | 0 | 0 | 0 | 0
548 |  |  |  | SP-2:Sump Pump MFR:LIBERTY Model:FLH61M | 1 | 0% | 1 | EA | HRS | HRS | 0 | 0 | 0 | 0 | 0 | 0
549 |  |  |  | TP:Trap Primer MFR:PPP Model:P1-500 | 3 | 0% | 3 | EA | HRS | HRS | 0 | 0 | 0 | 0 | 0 | 0
550 |  |  |  | FD-1:Floor Drain MFR:JR SMITH SURSEAL Nodel:200597042 | 7 | 0% | 7 | EA | HRS | HRS | 0 | 0 | 0 | 0 | 0 | 0
551 |  |  |  | FD-1:Floor Drain MFR:JR SMITH SURSEAL Nodel:200597044 | 3 | 0% | 3 | EA | HRS | HRS | 0 | 0 | 0 | 0 | 0 | 0
552 |  |  |  | WM:Washing Machine Box MFR:OAYEY Model:38260 | 1 | 0% | 1 | EA | HRS | HRS | 0 | 0 | 0 | 0 | 0 | 0
553 |  |  |  | OWS-1:Oil Water Seperator MFR:STRIEM Model:OS-75 Oil Capacity:40 Gallon | 1 | 0% | 1 | EA | HRS | HRS | 0 | 0 | 0 | 0 | 0 | 0
554 |  |  |  | RD-1:Roof Drain MFR:ZURN Model:Z150-NH-C | 5 | 0% | 5 | EA | HRS | HRS | 0 | 0 | 0 | 0 | 0 | 0
555 |  |  |  | OD-1:Roof Drain MFR:ZURN Model:Z150-NH-C | 4 | 0% | 4 | EA | HRS | HRS | 0 | 0 | 0 | 0 | 0 | 0
556 |  |  |  | RH-1:Roof Hydrant MFR:Freeze Flow Model:2131R | 5 | 0% | 5 | EA | HRS | HRS | 0 | 0 | 0 | 0 | 0 | 0
557 |  |  |  | WH-1:Water Hetaer MFR:AO SMITH Model:ENL-40 Capacity:36 Gal | 1 | 0% | 1 | EA | HRS | HRS | 0 | 0 | 0 | 0 | 0 | 0
558 |  |  |  | WH-3:Water Hetaer MFR:AO SMITH Model:DEL-20 Capacity:20 Gal | 1 | 0% | 1 | EA | HRS | HRS | 0 | 0 | 0 | 0 | 0 | 0
559 |  |  |  | RP-1:HW Recirc Pump MFR:TACO Model No:003 | 1 | 0% | 1 | EA | HRS | HRS | 0 | 0 | 0 | 0 | 0 | 0
560 |  |  |  | DBP-1:Domestic Booster Pump MFR:GRUNDFOS Model No:HYDRO MULTI-E 2CRE 10-3 | 1 | 0% | 1 | EA | HRS | HRS | 0 | 0 | 0 | 0 | 0 | 0
561 |  |  |  | 4" WATTS LF909 Reduced Pressure Backfow Preventor | 1 | 0% | 1 | EA | HRS | HRS | 0 | 0 | 0 | 0 | 0 | 0
VALVES
562 |  |  |  | 1/2" Ball Valve | 170 | 0% | 170 | EA | HRS | HRS | 0 | 0 | 0 | 0 | 0 | 0
563 |  |  |  | 3/4" Ball Valve | 30 | 0% | 30 | EA | HRS | HRS | 0 | 0 | 0 | 0 | 0 | 0
564 |  |  |  | Shut-Off Valve | 10 | 0% | 10 | EA | HRS | HRS | 0 | 0 | 0 | 0 | 0 | 0
METER AND BACKFLOW PREVENTER
565 |  |  |  | OFCI Domestic Sub Meter | 10 | 0% | 10 | EA | HRS | HRS | 0 | 0 | 0 | 0 | 0 | 0
566 |  |  |  | Bckflow Preventer | 1 | 0% | 1 | EA | HRS | HRS | 0 | 0 | 0 | 0 | 0 | 0
DOMESTIC PIPES
COLD WATER
567 |  |  |  | CW:3" Copper Type L Pipe | 232.66 | 10% | 255.926 | FT | HRS | HRS | 0 | 0 | 0 | 0 | 0 | 0
568 |  |  |  | CW:2-1/2" Copper Type L Pipe | 299.77 | 10% | 329.747 | FT | HRS | HRS | 0 | 0 | 0 | 0 | 0 | 0
569 |  |  |  | CW:2" Copper Type L Pipe | 119.7 | 10% | 131.67 | FT | HRS | HRS | 0 | 0 | 0 | 0 | 0 | 0
570 |  |  |  | CW:1-1/2" Copper Type L Pipe | 179.91 | 10% | 197.901 | FT | HRS | HRS | 0 | 0 | 0 | 0 | 0 | 0
571 |  |  |  | CW:1" Copper Type L Pipe | 17.67 | 10% | 19.437 | FT | HRS | HRS | 0 | 0 | 0 | 0 | 0 | 0
572 |  |  |  | CW:1-1/4" Copper Type L Pipe | 372.25 | 10% | 409.475 | FT | HRS | HRS | 0 | 0 | 0 | 0 | 0 | 0
573 |  |  |  | CW:3/4" Copper Type L Pipe | 732.48 | 10% | 805.728 | FT | HRS | HRS | 0 | 0 | 0 | 0 | 0 | 0
574 |  |  |  | CW:1/2" Copper Type L Pipe | 107.89 | 10% | 118.679 | FT | HRS | HRS | 0 | 0 | 0 | 0 | 0 | 0
HOT WATER
575 |  |  |  | HW:3/4" Copper Type L Pipe | 194.02 | 10% | 213.422 | FT | HRS | HRS | 0 | 0 | 0 | 0 | 0 | 0
576 |  |  |  | HW:1/2" Copper Type L Pipe | 90.16 | 10% | 99.176 | FT | HRS | HRS | 0 | 0 | 0 | 0 | 0 | 0
DOMESTIC ELBOWS
577 |  |  |  | 3" Elbow Copper Type L | 54 | 0% | 54 | EA | HRS | HRS | 0 | 0 | 0 | 0 | 0 | 0
578 |  |  |  | 2-1/2" Elbow Copper Type L | 45 | 0% | 45 | EA | HRS | HRS | 0 | 0 | 0 | 0 | 0 | 0
579 |  |  |  | 2" Elbow Copper Type L | 47 | 0% | 47 | EA | HRS | HRS | 0 | 0 | 0 | 0 | 0 | 0
580 |  |  |  | 1-1/2" Elbow Copper Type L | 38 | 0% | 38 | EA | HRS | HRS | 0 | 0 | 0 | 0 | 0 | 0
581 |  |  |  | 1-1/4" Elbow Copper Type L | 56 | 0% | 56 | EA | HRS | HRS | 0 | 0 | 0 | 0 | 0 | 0
582 |  |  |  | 3/4" Elbow Copper Type L | 78 | 0% | 78 | EA | HRS | HRS | 0 | 0 | 0 | 0 | 0 | 0
583 |  |  |  | 1/2" Elbow Copper Type L | 88 | 0% | 88 | EA | HRS | HRS | 0 | 0 | 0 | 0 | 0 | 0
DOMESTIC TEES
584 |  |  |  | 3" Tee Copper Type L | 54 | 0% | 54 | EA | HRS | HRS | 0 | 0 | 0 | 0 | 0 | 0
585 |  |  |  | 2-1/2" Tee Copper Type L | 23 | 0% | 23 | EA | HRS | HRS | 0 | 0 | 0 | 0 | 0 | 0
586 |  |  |  | 2" Tee Copper Type L | 14 | 0% | 14 | EA | HRS | HRS | 0 | 0 | 0 | 0 | 0 | 0
587 |  |  |  | 1-1/2" Tee Copper Type L | 45 | 0% | 45 | EA | HRS | HRS | 0 | 0 | 0 | 0 | 0 | 0
588 |  |  |  | 1-1/4" Tee Copper Type L | 56 | 0% | 56 | EA | HRS | HRS | 0 | 0 | 0 | 0 | 0 | 0
589 |  |  |  | 3/4" Tee Copper Type L | 38 | 0% | 38 | EA | HRS | HRS | 0 | 0 | 0 | 0 | 0 | 0
590 |  |  |  | 1/2" Tee Copper Type L | 45 | 0% | 45 | EA | HRS | HRS | 0 | 0 | 0 | 0 | 0 | 0
PIPES HANGERS
591 |  |  |  | Clevis Type Hangers | 5475 | 0% | 5475 | EA | HRS | HRS | 0 | 0 | 0 | 0 | 0 | 0
PIPES INSULATION
592 |  |  |  | 1" Thick Fibers Glass Insulation | 10593 | 10% | 11652.3 | SF | HRS | HRS | 0 | 0 | 0 | 0 | 0 | 0
SANITARY AND VENT PIPES
SANITARY PIPES
593 |  |  |  | 8" Sanitary PVC SCH.40 Pipe | 343.55 | 10% | 377.905 | FT | HRS | HRS | 0 | 0 | 0 | 0 | 0 | 0
594 |  |  |  | 6" Sanitary PVC SCH.40 Pipe | 878.24 | 10% | 966.064 | FT | HRS | HRS | 0 | 0 | 0 | 0 | 0 | 0
595 |  |  |  | 4" Sanitary PVC SCH.40 Pipe | 957.13 | 10% | 1052.843 | FT | HRS | HRS | 0 | 0 | 0 | 0 | 0 | 0
596 |  |  |  | 3" Sanitary PVC SCH.40 Pipe | 348.47 | 10% | 383.317 | FT | HRS | HRS | 0 | 0 | 0 | 0 | 0 | 0
597 |  |  |  | 2-1/2" Sanitary PVC SCH.40 Pipe | 80.66 | 10% | 88.726 | FT | HRS | HRS | 0 | 0 | 0 | 0 | 0 | 0
598 |  |  |  | 2" Sanitary PVC SCH.40 Pipe | 236.17 | 10% | 259.787 | FT | HRS | HRS | 0 | 0 | 0 | 0 | 0 | 0
STORM PIPE
599 |  |  |  | 6" Storm Pipe PVC SCH.40 | 235.02 | 10% | 258.522 | FT | HRS | HRS | 0 | 0 | 0 | 0 | 0 | 0
PERFERORATED PIPE
600 |  |  |  | 6" Perferorated Subsoil Pipe SCH.40 | 1167.76 | 10% | 1284.536 | FT | HRS | HRS | 0 | 0 | 0 | 0 | 0 | 0
RAIN WATER LEADER
601 |  |  |  | 12" Rain Leader PVC Pipe SCH.40 | 321.49 | 10% | 353.639 | FT | HRS | HRS | 0 | 0 | 0 | 0 | 0 | 0
VENT PIE
602 |  |  |  | 4" Vent Through Roof PVC SCH.40 | 288 | 10% | 316.8 | FT | HRS | HRS | 0 | 0 | 0 | 0 | 0 | 0
603 |  |  |  | 3" Vent Through Roof PVC SCH.40 | 10 | 10% | 11 | FT | HRS | HRS | 0 | 0 | 0 | 0 | 0 | 0
604 |  |  |  | 4" Vent Pipe PVC SCH.40 | 71.84 | 10% | 79.024 | FT | HRS | HRS | 0 | 0 | 0 | 0 | 0 | 0
605 |  |  |  | 3" Vent Pipe PVC SCH.40 | 27.61 | 10% | 30.371 | FT | HRS | HRS | 0 | 0 | 0 | 0 | 0 | 0
606 |  |  |  | 1-1/2" Vent Pipe PVC SCH.40 | 36.69 | 10% | 40.359 | FT | HRS | HRS | 0 | 0 | 0 | 0 | 0 | 0
SANITARY ELBOWS
607 |  |  |  | 12" Elbow PVC SCH.40 | 45 | 0% | 45 | EA | HRS | HRS | 0 | 0 | 0 | 0 | 0 | 0
608 |  |  |  | 6" Elbow PVC SCH.40 | 86 | 0% | 86 | EA | HRS | HRS | 0 | 0 | 0 | 0 | 0 | 0
609 |  |  |  | 4" Elbow PVC SCH.40 | 47 | 0% | 47 | EA | HRS | HRS | 0 | 0 | 0 | 0 | 0 | 0
610 |  |  |  | 3" Elbow PVC SCH.40 | 35 | 0% | 35 | EA | HRS | HRS | 0 | 0 | 0 | 0 | 0 | 0
611 |  |  |  | 2" Elbow PVC SCH.40 | 74 | 0% | 74 | EA | HRS | HRS | 0 | 0 | 0 | 0 | 0 | 0
612 |  |  |  | 2-1/2" Elbow PVC SCH.40 | 68 | 0% | 68 | EA | HRS | HRS | 0 | 0 | 0 | 0 | 0 | 0
613 |  |  |  | 2" Elbow PVC SCH.40 | 38 | 0% | 38 | EA | HRS | HRS | 0 | 0 | 0 | 0 | 0 | 0
614 |  |  |  | 1-1/2" Elbow PVC SCH.40 | 58 | 0% | 58 | EA | HRS | HRS | 0 | 0 | 0 | 0 | 0 | 0
SANITARY TEES
615 |  |  |  | 12" Tee PVC SCH.40 | 28 | 0% | 28 | EA | HRS | HRS | 0 | 0 | 0 | 0 | 0 | 0
616 |  |  |  | 6" Tee PVC SCH.40 | 38 | 0% | 38 | EA | HRS | HRS | 0 | 0 | 0 | 0 | 0 | 0
617 |  |  |  | 4" Tee PVC SCH.40 | 22 | 0% | 22 | EA | HRS | HRS | 0 | 0 | 0 | 0 | 0 | 0
618 |  |  |  | 3" Tee PVC SCH.40 | 26 | 0% | 26 | EA | HRS | HRS | 0 | 0 | 0 | 0 | 0 | 0
619 |  |  |  | 2" Tee PVC SCH.40 | 32 | 0% | 32 | EA | HRS | HRS | 0 | 0 | 0 | 0 | 0 | 0
620 |  |  |  | 2-1/2" Tee PVC SCH.40 | 18 | 0% | 18 | EA | HRS | HRS | 0 | 0 | 0 | 0 | 0 | 0
621 |  |  |  | 2" Tee PVC SCH.40 | 27 | 0% | 27 | EA | HRS | HRS | 0 | 0 | 0 | 0 | 0 | 0
622 |  |  |  | 1-1/2" Tee PVC SCH.40 | 34 | 0% | 34 | EA | HRS | HRS | 0 | 0 | 0 | 0 | 0 | 0
SANITARY WYES
623 |  |  |  | 12" Wye PVC SCH.40 | 18 | 0% | 18 | EA | HRS | HRS | 0 | 0 | 0 | 0 | 0 | 0
624 |  |  |  | 6" Wye PVC SCH.40 | 32 | 0% | 32 | EA | HRS | HRS | 0 | 0 | 0 | 0 | 0 | 0
625 |  |  |  | 4" Wye PVC SCH.40 | 45 | 0% | 45 | EA | HRS | HRS | 0 | 0 | 0 | 0 | 0 | 0
626 |  |  |  | 3" Wye PVC SCH.40 | 18 | 0% | 18 | EA | HRS | HRS | 0 | 0 | 0 | 0 | 0 | 0
627 |  |  |  | 2" Wye PVC SCH.40 | 26 | 0% | 26 | EA | HRS | HRS | 0 | 0 | 0 | 0 | 0 | 0
628 |  |  |  | 2-1/2" Wye PVC SCH.40 | 18 | 0% | 18 | EA | HRS | HRS | 0 | 0 | 0 | 0 | 0 | 0
629 |  |  |  | 2" Wye PVC SCH.40 | 12 | 0% | 12 | EA | HRS | HRS | 0 | 0 | 0 | 0 | 0 | 0
630 |  |  |  | 1-1/2" Wye PVC SCH.40 | 10 | 0% | 10 | EA | HRS | HRS | 0 | 0 | 0 | 0 | 0 | 0
|  |  |  | Subtotal (Plumbing) | [5 empty] | 0 |  |  |  | 0 | 0 |  | 0
|  |  | 230000 | DIVISION 23 - MECHANICAL
HVAC
631 |  |  |  | 10" Dia Metal Duct | 788 | 10% | 866.8 | LB | HRS | HRS | 0 | 0 | 0 | 0 | 0 | 0
632 |  |  |  | 8" Dia Metal Duct | 641 | 10% | 705.1 | LB | HRS | HRS | 0 | 0 | 0 | 0 | 0 | 0
633 |  |  |  | 18x10 Metal Duct | 144 | 10% | 158.4 | LB | HRS | HRS | 0 | 0 | 0 | 0 | 0 | 0
634 |  |  |  | 24x12 Metal Duct | 114 | 10% | 125.4 | LB | HRS | HRS | 0 | 0 | 0 | 0 | 0 | 0
635 |  |  |  | 8" Dia Metal Duct | 744 | 10% | 818.4 | LB | HRS | HRS | 0 | 0 | 0 | 0 | 0 | 0
636 |  |  |  | 4" Dia Metal Duct | 20 | 10% | 22 | LB | HRS | HRS | 0 | 0 | 0 | 0 | 0 | 0
637 |  |  |  | 6" Dia Metal Duct | 812 | 10% | 893.2 | LB | HRS | HRS | 0 | 0 | 0 | 0 | 0 | 0
638 |  |  |  | 20x10 Metal Duct | 128 | 10% | 140.8 | LB | HRS | HRS | 0 | 0 | 0 | 0 | 0 | 0
639 |  |  |  | 10X10 Metal Duct | 86 | 10% | 94.6 | LB | HRS | HRS | 0 | 0 | 0 | 0 | 0 | 0
640 |  |  |  | 14x10 Metal Duct | 374 | 10% | 411.4 | LB | HRS | HRS | 0 | 0 | 0 | 0 | 0 | 0
641 |  |  |  | 18x12 Metal Duct | 84 | 10% | 92.4 | LB | HRS | HRS | 0 | 0 | 0 | 0 | 0 | 0
642 |  |  |  | 8x8 Metal Duct | 100 | 10% | 110 | LB | HRS | HRS | 0 | 0 | 0 | 0 | 0 | 0
643 |  |  |  | 12x8 Metal Duct | 69 | 10% | 75.9 | LB | HRS | HRS | 0 | 0 | 0 | 0 | 0 | 0
644 |  |  |  | 20x12 Metal Duct | 183 | 10% | 201.3 | LB | HRS | HRS | 0 | 0 | 0 | 0 | 0 | 0
645 |  |  |  | 14x12 Metal Duct | 225 | 10% | 247.5 | LB | HRS | HRS | 0 | 0 | 0 | 0 | 0 | 0
646 |  |  |  | 18x12 Metal Duct | 143 | 10% | 157.3 | LB | HRS | HRS | 0 | 0 | 0 | 0 | 0 | 0
647 |  |  |  | 12x10 Metal Duct | 94 | 10% | 103.4 | LB | HRS | HRS | 0 | 0 | 0 | 0 | 0 | 0
648 |  |  |  | 14x14 Metal Duct | 154 | 10% | 169.4 | LB | HRS | HRS | 0 | 0 | 0 | 0 | 0 | 0
649 |  |  |  | 16x12 Metal Duct | 48 | 10% | 52.8 | LB | HRS | HRS | 0 | 0 | 0 | 0 | 0 | 0
650 |  |  |  | 12" Dia Metal Duct | 78 | 10% | 85.8 | LB | HRS | HRS | 0 | 0 | 0 | 0 | 0 | 0
651 |  |  |  | 10x8 Metal Duct | 169 | 10% | 185.9 | LB | HRS | HRS | 0 | 0 | 0 | 0 | 0 | 0
652 |  |  |  | 9" Dia Duct | 190 | 10% | 209 | LB | HRS | HRS | 0 | 0 | 0 | 0 | 0 | 0
DUCT HANGERS
653 |  |  |  | Duct Hangers | 3084 | 0% | 3084 | EA | HRS | HRS | 0 | 0 | 0 | 0 | 0 | 0
INSULATION
654 |  |  |  | 1" Thick Fiber Glass Insulation | 31436 | 10% | 34579.6 | SF | HRS | HRS | 0 | 0 | 0 | 0 | 0 | 0
FLEXIBLE DUCT
655 |  |  |  | 8" Dia Flexible Duct | 210.47 | 10% | 231.517 | FT | HRS | HRS | 0 | 0 | 0 | 0 | 0 | 0
PIPES
CONDENSATE PIPE
656 |  |  |  | 3/4" Condensate Copper Type L Pipe | 27.18 | 10% | 29.898 | FT | HRS | HRS | 0 | 0 | 0 | 0 | 0 | 0
REFERGERIANT PIPE
657 |  |  |  | 3/4" Refergeriant Copper Type L Pipe | 36.71 | 10% | 40.381 | FT | HRS | HRS | 0 | 0 | 0 | 0 | 0 | 0
658 |  |  |  | 1/2" Refergeriant Copper Type L Pipe | 27.81 | 10% | 30.591 | FT | HRS | HRS | 0 | 0 | 0 | 0 | 0 | 0
ELBOW
659 |  |  |  | 3/4" Elbow Copper Type L | 3 | 0% | 3 | EA | HRS | HRS | 0 | 0 | 0 | 0 | 0 | 0
660 |  |  |  | 1/2" Elbow Copper Type L | 3 | 0% | 3 | EA | HRS | HRS | 0 | 0 | 0 | 0 | 0 | 0
TEE
661 |  |  |  | 3/4" Tee Copper Type L | 2 | 0% | 2 | EA | HRS | HRS | 0 | 0 | 0 | 0 | 0 | 0
662 |  |  |  | 1/2" Tee Copper Type L | 1 | 0% | 1 | EA | HRS | HRS | 0 | 0 | 0 | 0 | 0 | 0
SUPPLY DIFFUSER
663 |  |  |  | S1:14x6 Supply Diffuser 200 CFM MFR/MODEL:HART AND COOLEY/682 | 8 | 0% | 8 | EA | HRS | HRS | 0 | 0 | 0 | 0 | 0 | 0
664 |  |  |  | S1:10x6 Supply Diffuser 130 CFM MFR/MODEL:HART AND COOLEY/682 | 2 | 0% | 2 | EA | HRS | HRS | 0 | 0 | 0 | 0 | 0 | 0
665 |  |  |  | S1:12x6 Supply Diffuser 175 CFM MFR/MODEL:HART AND COOLEY/682 | 1 | 0% | 1 | EA | HRS | HRS | 0 | 0 | 0 | 0 | 0 | 0
666 |  |  |  | S1:10x6 Supply Diffuser 110 CFM MFR/MODEL:HART AND COOLEY/682 | 4 | 0% | 4 | EA | HRS | HRS | 0 | 0 | 0 | 0 | 0 | 0
667 |  |  |  | S1:10x6 Supply Diffuser 115 CFM MFR/MODEL:HART AND COOLEY/682 | 2 | 0% | 2 | EA | HRS | HRS | 0 | 0 | 0 | 0 | 0 | 0
668 |  |  |  | S1:10x6 Supply Diffuser 100 CFM MFR/MODEL:HART AND COOLEY/682 | 7 | 0% | 7 | EA | HRS | HRS | 0 | 0 | 0 | 0 | 0 | 0
669 |  |  |  | S1:10x6 Supply Diffuser 125 CFM MFR/MODEL:HART AND COOLEY/682 | 7 | 0% | 7 | EA | HRS | HRS | 0 | 0 | 0 | 0 | 0 | 0
RETURN GRILL
670 |  |  |  | R-1:20x24 Return Grill 1000 CFM MFR/MODEL:HART & COOLEY/672 | 1 | 0% | 1 | EA | HRS | HRS | 0 | 0 | 0 | 0 | 0 | 0
671 |  |  |  | R-1:16x24 Return Grill 775 CFM MFR/MODEL:HART & COOLEY/672 | 1 | 0% | 1 | EA | HRS | HRS | 0 | 0 | 0 | 0 | 0 | 0
672 |  |  |  | R-1:14x20 Return Grill 575 CFM MFR/MODEL:HART & COOLEY/672 | 1 | 0% | 1 | EA | HRS | HRS | 0 | 0 | 0 | 0 | 0 | 0
673 |  |  |  | R-1:16x10 Return Grill 315 CFM MFR/MODEL:HART & COOLEY/672 | 1 | 0% | 1 | EA | HRS | HRS | 0 | 0 | 0 | 0 | 0 | 0
674 |  |  |  | R-1:14x10 FReturn Grill 300 CFM MFR/MODEL:HART & COOLEY/672 | 2 | 0% | 2 | EA | HRS | HRS | 0 | 0 | 0 | 0 | 0 | 0
675 |  |  |  | R-1:14x10 Return Grill 290 CFM MFR/MODEL:HART & COOLEY/672 | 1 | 0% | 1 | EA | HRS | HRS | 0 | 0 | 0 | 0 | 0 | 0
676 |  |  |  | R-1:12x8 Return Grill 210 CFM MFR/MODEL:HART & COOLEY/672 | 1 | 0% | 1 | EA | HRS | HRS | 0 | 0 | 0 | 0 | 0 | 0
677 |  |  |  | R-2:12x12 FReturn Grill 75 CFM MFR/Model:PRICE/80 | 2 | 0% | 2 | EA | HRS | HRS | 0 | 0 | 0 | 0 | 0 | 0
LOUVER
678 |  |  |  | LV-1-1:26x12 Louver MFR:GREENHECK MODEL:EHH-601 415 CFM | 1 | 0% | 1 | EA | HRS | HRS | 0 | 0 | 0 | 0 | 0 | 0
679 |  |  |  | LV-1-2:22x16 Louver MFR:GREENHECK MODEL:EHH-601 560 CFM | 1 | 0% | 1 | EA | HRS | HRS | 0 | 0 | 0 | 0 | 0 | 0
680 |  |  |  | LV-1-3:22x18 Louver MFR:GREENHECK MODEL:EHH-601 700 CFM | 1 | 0% | 1 | EA | HRS | HRS | 0 | 0 | 0 | 0 | 0 | 0
EXHAUST FAN
681 |  |  |  | GVF-1:Garage Ventilation Fan MFR:JETVENT FANS Model:JVEC-SP CFM:1770 Weight:196 LBS | 8 | 0% | 8 | EA | HRS | HRS | 0 | 0 | 0 | 0 | 0 | 0
682 |  |  |  | EF-3:Exhaust Fan MFR:PANASONIC MODEL NO:FV-05-10VS1 75 CFM 9.9 LBS | 5 | 0% | 5 | EA | HRS | HRS | 0 | 0 | 0 | 0 | 0 | 0
683 |  |  |  | GEF-1:Garage Exhaust Fan MFR:GREENHECK MODEL NO:AER-42-VG 890 CFM 506 LBS | 1 | 0% | 1 | EA | HRS | HRS | 0 | 0 | 0 | 0 | 0 | 0
684 |  |  |  | EF-4:Exhaust Fan MFR:GREENHECK MODEL NO:CSP-A700 700 CFM 34 LBS | 1 | 0% | 1 | EA | HRS | HRS | 0 | 0 | 0 | 0 | 0 | 0
ELECTRIC WALL HEATER
685 |  |  |  | EWH-1:Electric Wall Heater MFR:BERKO MODEL:FRC4024F 100CFM | 10 | 0% | 10 | EA | HRS | HRS | 0 | 0 | 0 | 0 | 0 | 0
DUCTLESS SPLIT SYSTEM
686 |  |  |  | DS-0-1:Ductless Split System Model No:40MHHQ12 350 CFM Weight:28 LBS | 1 | 0% | 1 | EA | HRS | HRS | 0 | 0 | 0 | 0 | 0 | 0
687 |  |  |  | DS-0-2:Ductless Split System Model No:40MHHQ12 350 CFM Weight:28 LBS | 1 | 0% | 1 | EA | HRS | HRS | 0 | 0 | 0 | 0 | 0 | 0
688 |  |  |  | DS-1-1:Ductless Split System Model No:40MHHQ12 350 CFM Weight:28 LBS | 1 | 0% | 1 | EA | HRS | HRS | 0 | 0 | 0 | 0 | 0 | 0
689 |  |  |  | DS-1-2:Ductless Split System Model No:40MHHQ12 350 CFM Weight:28 LBS | 1 | 0% | 1 | EA | HRS | HRS | 0 | 0 | 0 | 0 | 0 | 0
690 |  |  |  | DS-6-1:Ductless Split System Model No:40MHHQ12 350 CFM Weight:28 LBS | 1 | 0% | 1 | EA | HRS | HRS | 0 | 0 | 0 | 0 | 0 | 0
691 |  |  |  | DS-6-2:Ductless Split System Model No:40MHHQ12 350 CFM Weight:28 LBS | 1 | 0% | 1 | EA | HRS | HRS | 0 | 0 | 0 | 0 | 0 | 0
SPLIT SYSTEM HEAT PUMP
692 |  |  |  | AH-1-1:Split System Heat Pump MFR:CARRIER Model No:FJ5ANXA18L05 100 CFM Weight:124 LBS | 1 | 0% | 1 | EA | HRS | HRS | 0 | 0 | 0 | 0 | 0 | 0
693 |  |  |  | AH-1-2:Split System Heat Pump MFR:CARRIER Model No:FJ5ANXB30L10 100 CFM Weight:152 LBS | 1 | 0% | 1 | EA | HRS | HRS | 0 | 0 | 0 | 0 | 0 | 0
694 |  |  |  | AH-1-3:Split System Heat Pump MFR:CARRIER Model No:FJ5ANXC42L15 95 CFM Weight:170 LBS | 1 | 0% | 1 | EA | HRS | HRS | 0 | 0 | 0 | 0 | 0 | 0
695 |  |  |  | AH-1-4:Split System Heat Pump MFR:CARRIER Model No:FJ5ANXB24L00 100 CFM Weight:135 LBS | 1 | 0% | 1 | EA | HRS | HRS | 0 | 0 | 0 | 0 | 0 | 0
696 |  |  |  | AH-1-5:Split System Heat Pump MFR:CARRIER Model No:FJ5ANXB36L15 120 CFM Weight:152 LBS | 1 | 0% | 1 | EA | HRS | HRS | 0 | 0 | 0 | 0 | 0 | 0
697 |  |  |  | AH-1-6:Split System Heat Pump MFR:CARRIER Model No:FJ5ANXC48L15 140 CFM Weight:186 LBS | 1 | 0% | 1 | EA | HRS | HRS | 0 | 0 | 0 | 0 | 0 | 0
698 |  |  |  | AH-1-7:Split System Heat Pump MFR:CARRIER Model No:FJ5ANXB36L15 150 CFM Weight:152 LBS | 1 | 0% | 1 | EA | HRS | HRS | 0 | 0 | 0 | 0 | 0 | 0
699 |  |  |  | AH-2-1:Split System Heat Pump MFR:CARRIER Model No:FJ5ANXA18L05 Weight:124 LBS | 1 | 0% | 1 | EA | HRS | HRS | 0 | 0 | 0 | 0 | 0 | 0
CONDENSING UNIT
700 |  |  |  | CU-1-1:Condensing Unit Model No:38MHRCQ12AA3 Weight:60.6 LBS | 1 | 0% | 1 | EA | HRS | HRS | 0 | 0 | 0 | 0 | 0 | 0
701 |  |  |  | CU-1-2:Condensing Unit Model No:38MHRCQ12AA3 Weight:60.6 LBS | 1 | 0% | 1 | EA | HRS | HRS | 0 | 0 | 0 | 0 | 0 | 0
702 |  |  |  | CU-6-1:Condensing Unit Model No:38MHRCQ12AA3 Weight:60.6 LBS | 1 | 0% | 1 | EA | HRS | HRS | 0 | 0 | 0 | 0 | 0 | 0
703 |  |  |  | CU-6-2:Condensing Unit Model No:38MHRCQ12AA3 Weight:60.6 LBS | 1 | 0% | 1 | EA | HRS | HRS | 0 | 0 | 0 | 0 | 0 | 0
SPLIT SYSTEM OUTDOOR HEAT PUMP
704 |  |  |  | HP-1-1:Split System Outdoor Heat Pump Model No:GH5SAN51800A 147 LBS | 1 | 0% | 1 | EA | HRS | HRS | 0 | 0 | 0 | 0 | 0 | 0
705 |  |  |  | HP-1-2:Split System Outdoor Heat Pump Model No:GH5SAN53000A 167 LBS | 1 | 0% | 1 | EA | HRS | HRS | 0 | 0 | 0 | 0 | 0 | 0
706 |  |  |  | HP-1-3:Split System Outdoor Heat Pump Model No:GH5SAN54200A 203 LBS | 1 | 0% | 1 | EA | HRS | HRS | 0 | 0 | 0 | 0 | 0 | 0
707 |  |  |  | HP-1-4:Split System Outdoor Heat Pump Model No:GH5SAN52400A 175 LBS | 1 | 0% | 1 | EA | HRS | HRS | 0 | 0 | 0 | 0 | 0 | 0
708 |  |  |  | HP-1-5:Split System Outdoor Heat Pump Model No:GH5SAN53600A 172 LBS | 1 | 0% | 1 | EA | HRS | HRS | 0 | 0 | 0 | 0 | 0 | 0
709 |  |  |  | HP-1-6:Split System Outdoor Heat Pump Model No:GH5SAN54800A 231 LBS | 1 | 0% | 1 | EA | HRS | HRS | 0 | 0 | 0 | 0 | 0 | 0
710 |  |  |  | HP-1-7:Split System Outdoor Heat Pump Model No:GH5SAN53600A 172 LBS | 1 | 0% | 1 | EA | HRS | HRS | 0 | 0 | 0 | 0 | 0 | 0
711 |  |  |  | HP-1-8:Split System Outdoor Heat Pump Model No:GH5SAN51800A 147 LBS | 1 | 0% | 1 | EA | HRS | HRS | 0 | 0 | 0 | 0 | 0 | 0
712 |  |  |  | HP-1:Split System Outdoor Heat Pump Model No:GH5SAN524 Weight:175 LBS | 10 | 0% | 10 | EA | HRS | HRS | 0 | 0 | 0 | 0 | 0 | 0
713 |  |  |  | HP-2:Split System Outdoor Heat Pump Model No:GH5SAN518 Weight:147 LBS | 55 | 0% | 55 | EA | HRS | HRS | 0 | 0 | 0 | 0 | 0 | 0
714 |  |  |  | HP-3:Split System Outdoor Heat Pump Model No:GH5SAN530 Weight:167 LBS | 10 | 0% | 10 | EA | HRS | HRS | 0 | 0 | 0 | 0 | 0 | 0
ROOF TOP UNIT
715 |  |  |  | RTU-1:Roof Top Unit MFR:GREENHECK Model No:RVE-40-36D-5A-1-G2 3305 CFM | 1 | 0% | 1 | EA | HRS | HRS | 0 | 0 | 0 | 0 | 0 | 0
FIXTURES
716 |  |  |  | Fire Damper | 16 | 0% | 16 | EA | HRS | HRS | 0 | 0 | 0 | 0 | 0 | 0
717 |  |  |  | CO:Carbon Monoxide Sensor | 8 | 0% | 8 | EA | HRS | HRS | 0 | 0 | 0 | 0 | 0 | 0
718 |  |  |  | NO2:Nitrogen Dioxide Sensor | 7 | 0% | 7 | EA | HRS | HRS | 0 | 0 | 0 | 0 | 0 | 0
719 |  |  |  | Outside Air wall Cap | 5 | 0% | 5 | EA | HRS | HRS | 0 | 0 | 0 | 0 | 0 | 0
720 |  |  |  | Thermostat | 9 | 0% | 9 | EA | HRS | HRS | 0 | 0 | 0 | 0 | 0 | 0
721 |  |  |  | Air Filter Box Plenum Box | 6 | 0% | 6 | EA | HRS | HRS | 0 | 0 | 0 | 0 | 0 | 0
722 |  |  |  | Dryer wall Cap | 1 | 0% | 1 | EA | HRS | HRS | 0 | 0 | 0 | 0 | 0 | 0
723 |  |  |  | FSD:Fire Smoke Damper | 6 | 0% | 6 | EA | HRS | HRS | 0 | 0 | 0 | 0 | 0 | 0
724 |  |  |  | Radiation Damper With L Or End Boot | 30 | 0% | 30 | EA | HRS | HRS | 0 | 0 | 0 | 0 | 0 | 0
725 |  |  |  | Radiation Damper With L Or End Boot | 2 | 0% | 2 | EA | HRS | HRS | 0 | 0 | 0 | 0 | 0 | 0
726 |  |  |  | Temperature And Humidity Sensor | 1 | 0% | 1 | EA | HRS | HRS | 0 | 0 | 0 | 0 | 0 | 0
727 |  |  |  | Roof Cap | 2 | 0% | 2 | EA | HRS | HRS | 0 | 0 | 0 | 0 | 0 | 0
|  |  |  | Subtotal (Mechanical) | [5 empty] | 0 |  |  |  | 0 | 0 |  | 0
|  |  | 260000 | DIVISION 26 - ELECTRICAL
POWER FIXTURES
728 |  |  |  | Duplex Receptacle | 325 | 0% | 325 | EA | HRS | HRS | 0 | 0 | 0 | 0 | 0 | 0
729 |  |  |  | Duplex Receptacle Controlled By Occupancy Sensor Via Power Pack | 4 | 0% | 4 | EA | HRS | HRS | 0 | 0 | 0 | 0 | 0 | 0
730 |  |  |  | GFCI Duplex Receptacle | 89 | 0% | 89 | EA | HRS | HRS | 0 | 0 | 0 | 0 | 0 | 0
731 |  |  |  | Weatherproof GFCI Duplex Receptacle | 50 | 0% | 50 | EA | HRS | HRS | 0 | 0 | 0 | 0 | 0 | 0
732 |  |  |  | Provide Plug-In Unit W/Circuit Breaker Type Plug-In Unit L-20R On 5'-0" Drop Cord | 78 | 0% | 78 | EA | HRS | HRS | 0 | 0 | 0 | 0 | 0 | 0
733 |  |  |  | Single Receptacle GFCI Type | 2 | 0% | 2 | EA | HRS | HRS | 0 | 0 | 0 | 0 | 0 | 0
734 |  |  |  | Special Purpose Receptacle NEMA L5-20R | 34 | 0% | 34 | EA | HRS | HRS | 0 | 0 | 0 | 0 | 0 | 0
735 |  |  |  | Quadplex Receptacle | 332 | 0% | 332 | EA | HRS | HRS | 0 | 0 | 0 | 0 | 0 | 0
736 |  |  |  | AV System 2-Gang Junction Box | 152 | 0% | 152 | EA | HRS | HRS | 0 | 0 | 0 | 0 | 0 | 0
737 |  |  |  | Quadplex Receptacle Floor Mounted | 14 | 0% | 14 | EA | HRS | HRS | 0 | 0 | 0 | 0 | 0 | 0
738 |  |  |  | 2-Gang Junction Box With Blank Cover Plate | 20 | 0% | 20 | EA | HRS | HRS | 0 | 0 | 0 | 0 | 0 | 0
739 |  |  |  | Room Relay Pack Receptacle Control | 83 | 0% | 83 | EA | HRS | HRS | 0 | 0 | 0 | 0 | 0 | 0
740 |  |  |  | 4-Gang High Capacity Media Box Floor Mounted | 27 | 0% | 27 | EA | HRS | HRS | 0 | 0 | 0 | 0 | 0 | 0
741 |  |  |  | 2-Gang Junction Box With Blank Cover | 19 | 0% | 19 | EA | HRS | HRS | 0 | 0 | 0 | 0 | 0 | 0
742 |  |  |  | VFD Provided By Vendor And Installed By Electrical Contractor | 7 | 0% | 7 | EA | HRS | HRS | 0 | 0 | 0 | 0 | 0 | 0
743 |  |  |  | Ceiling Mounted Occupancy Sensor Dual Technology Small Motion | 101 | 0% | 101 | EA | HRS | HRS | 0 | 0 | 0 | 0 | 0 | 0
744 |  |  |  | PP Programmable Power Pack | 82 | 0% | 82 | EA | HRS | HRS | 0 | 0 | 0 | 0 | 0 | 0
745 |  |  |  | (3) 4" Conduit Sleeve With Nylon Bushing Through Wall | 3 | 0% | 3 | EA | HRS | HRS | 0 | 0 | 0 | 0 | 0 | 0
DISCONNECT SWITCH
746 |  |  |  | Non Fused Disconnect 30Amp, 3P | 17 | 0% | 17 | EA | HRS | HRS | 0 | 0 | 0 | 0 | 0 | 0
747 |  |  |  | Fused Disconnect 30Amp, 2P | 12 | 0% | 12 | EA | HRS | HRS | 0 | 0 | 0 | 0 | 0 | 0
748 |  |  |  | Non Fused Disconnect 60Amp, 3P | 2 | 0% | 2 | EA | HRS | HRS | 0 | 0 | 0 | 0 | 0 | 0
749 |  |  |  | Fused Disconnect 100Amp, 2P | 2 | 0% | 2 | EA | HRS | HRS | 0 | 0 | 0 | 0 | 0 | 0
SWITCHES
750 |  |  |  | EPC Mushroom Emergency Power Shutoff Switch | 24 | 0% | 24 | EA | HRS | HRS | 0 | 0 | 0 | 0 | 0 | 0
751 |  |  |  | Manual No-Reversing Horse Power Rated Thermal Switch | 10 | 0% | 10 | EA | HRS | HRS | 0 | 0 | 0 | 0 | 0 | 0
752 |  |  |  | Garbage Disposal ON/Off Switch | 1 | 0% | 1 | EA | HRS | HRS | 0 | 0 | 0 | 0 | 0 | 0
753 |  |  |  | Automatic Transfer Switch For Chilled Water Pump | 1 | 0% | 1 | EA | HRS | HRS | 0 | 0 | 0 | 0 | 0 | 0
754 |  |  |  | Single Pole Toggle Switch | 23 | 0% | 23 | EA | HRS | HRS | 0 | 0 | 0 | 0 | 0 | 0
755 |  |  |  | 3-Way Toggle Switch | 13 | 0% | 13 | EA | HRS | HRS | 0 | 0 | 0 | 0 | 0 | 0
756 |  |  |  | 4-Way Toggle Switch | 2 | 0% | 2 | EA | HRS | HRS | 0 | 0 | 0 | 0 | 0 | 0
757 |  |  |  | Occupancy Sensor Switch | 67 | 0% | 67 | EA | HRS | HRS | 0 | 0 | 0 | 0 | 0 | 0
LIGHTING FIXTURES
758 |  |  |  | L3: 4' Surface Luminaire 3000 Lumens, 30W | 107 | 0% | 107 | EA | HRS | HRS | 0 | 0 | 0 | 0 | 0 | 0
759 |  |  |  | L3E: 4' Surface Luminaire With (2) 7W Emergency Battery Packs 3000 Lumens, 30W | 18 | 0% | 18 | EA | HRS | HRS | 0 | 0 | 0 | 0 | 0 | 0
760 |  |  |  | L4: 4' Surface Luminaire 5000 Lumens, 41W | 171 | 0% | 171 | EA | HRS | HRS | 0 | 0 | 0 | 0 | 0 | 0
761 |  |  |  | L4E: 4' Surface Luminaire With (2) 7W Emergency Battery Packs 5000 Lumens, 41W | 18 | 0% | 18 | EA | HRS | HRS | 0 | 0 | 0 | 0 | 0 | 0
762 |  |  |  | L6: 2' x 2' Volumetric Luminaire 3300 Lumens, 26.3W | 71 | 0% | 71 | EA | HRS | HRS | 0 | 0 | 0 | 0 | 0 | 0
763 |  |  |  | L6E: 2' x 2' Volumetric Luminaire With 90 Min Emergency Battery Backup 3300 Lumens, 26.3W | 5 | 0% | 5 | EA | HRS | HRS | 0 | 0 | 0 | 0 | 0 | 0
764 |  |  |  | L7: 2' x 4' Volumetric Luminaire 4000 Lumens, 33.1W | 40 | 0% | 40 | EA | HRS | HRS | 0 | 0 | 0 | 0 | 0 | 0
765 |  |  |  | L7E: 2' x 4' Volumetric Luminaire With 90 Min Emergency Battery Backup 4000 Lumens, 33.1W | 5 | 0% | 5 | EA | HRS | HRS | 0 | 0 | 0 | 0 | 0 | 0
766 |  |  |  | L9: 4' Surface Luminaire 2000 Lumens, 16W | 18 | 0% | 18 | EA | HRS | HRS | 0 | 0 | 0 | 0 | 0 | 0
767 |  |  |  | L9E: 4' Surface Luminaire With Self Diagnostic Emergency Battery Backup 2000 Lumens, 16W | 14 | 0% | 14 | EA | HRS | HRS | 0 | 0 | 0 | 0 | 0 | 0
768 |  |  |  | L10: 4' Surface Wrap Around Luminaire 3000 Lumens, 26.7W | 20 | 0% | 20 | EA | HRS | HRS | 0 | 0 | 0 | 0 | 0 | 0
769 |  |  |  | L11: 2' x 2' LED Flat Panel 2000 Lumens, 18.7W | 34 | 0% | 34 | EA | HRS | HRS | 0 | 0 | 0 | 0 | 0 | 0
770 |  |  |  | L11E: 2' x 2' LED Flat Panel With Emergency Battery Backup 2000 Lumens, 18.7W | 20 | 0% | 20 | EA | HRS | HRS | 0 | 0 | 0 | 0 | 0 | 0
771 |  |  |  | L12: 4' Suspended Linera Luminaire 1300 Lumens, 52W | 11 | 0% | 11 | EA | HRS | HRS | 0 | 0 | 0 | 0 | 0 | 0
772 |  |  |  | L13: 4' Suspended Linera Indirect Luminaire 1300 Lumens, 52W | 112 | 0% | 112 | EA | HRS | HRS | 0 | 0 | 0 | 0 | 0 | 0
773 |  |  |  | L14: 2' Suspended Linera Luminaire 2500 Lumens, 22W | 7 | 0% | 7 | EA | HRS | HRS | 0 | 0 | 0 | 0 | 0 | 0
774 |  |  |  | L14E: 2' Suspended Linera Luminaire With 7W Battery Backup 2500 Lumens, 22W | 1 | 0% | 1 | EA | HRS | HRS | 0 | 0 | 0 | 0 | 0 | 0
775 |  |  |  | L15: 2' Surface Linera Luminaire 2000 Lumens, 13.4W | 15 | 0% | 15 | EA | HRS | HRS | 0 | 0 | 0 | 0 | 0 | 0
776 |  |  |  | L16: 4' Suspended Linera Indirect Luminaire 1300 Lumens, 52W | 0 | 0% | 0 | EA | HRS | HRS | 0 | 0 | 0 | 0 | 0 | 0
777 |  |  |  | R1: 6" Recessed Downlight 500 Lumens, 5.8W | 81 | 0% | 81 | EA | HRS | HRS | 0 | 0 | 0 | 0 | 0 | 0
778 |  |  |  | R1E: 6" Recessed Downlight 500 Lumens, 5.8W | 21 | 0% | 21 | EA | HRS | HRS | 0 | 0 | 0 | 0 | 0 | 0
779 |  |  |  | R2: 6" Recessed Shower Downlight 1000 Lumens, 8.8W | 4 | 0% | 4 | EA | HRS | HRS | 0 | 0 | 0 | 0 | 0 | 0
780 |  |  |  | WP1E: Wall Pack Luminaire With Emergency Battery Backup 1200 Lumens, 10W | 10 | 0% | 10 | EA | HRS | HRS | 0 | 0 | 0 | 0 | 0 | 0
781 |  |  |  | WP2: Wall Pack Luminaire 1200 Lumens, 10W | 25 | 0% | 25 | EA | HRS | HRS | 0 | 0 | 0 | 0 | 0 | 0
782 |  |  |  | WP3: Wall Pack Luminaire 1200 Lumens, 10W | 1 | 0% | 1 | EA | HRS | HRS | 0 | 0 | 0 | 0 | 0 | 0
783 |  |  |  | EX1: Red Exit Light (2) 1.5W Adjustable Lights Battery Backup | 38 | 0% | 38 | EA | HRS | HRS | 0 | 0 | 0 | 0 | 0 | 0
784 |  |  |  | EM3: Emergency Light (2) 3.3W Adjustable Lights Battery Backup | 7 | 0% | 7 | EA | HRS | HRS | 0 | 0 | 0 | 0 | 0 | 0
SWITCHGEARS
785 |  |  |  | SWGR-1A; Switchgear 4000A, 100KAIC, 480V, 3PH | 1 | 0% | 1 | EA | HRS | HRS | 0 | 0 | 0 | 0 | 0 | 0
786 |  |  |  | SWGR-1B; Switchgear 4000A, 100KAIC, 480V, 3PH | 1 | 0% | 1 | EA | HRS | HRS | 0 | 0 | 0 | 0 | 0 | 0
787 |  |  |  | SWGR-2A; Switchgear 4000A, 100KAIC, 480V, 3PH | 1 | 0% | 1 | EA | HRS | HRS | 0 | 0 | 0 | 0 | 0 | 0
788 |  |  |  | SWGR-2B; Switchgear 4000A, 100KAIC, 480V, 3PH | 1 | 0% | 1 | EA | HRS | HRS | 0 | 0 | 0 | 0 | 0 | 0
789 |  |  |  | SWGR-3; Switchgear 4000A, 100KAIC, 480V, 3PH | 1 | 0% | 1 | EA | HRS | HRS | 0 | 0 | 0 | 0 | 0 | 0
790 |  |  |  | 15KV Finegay Pad Mounted Switchgear | 2 | 0% | 2 | EA | HRS | HRS | 0 | 0 | 0 | 0 | 0 | 0
UPS AND CABINETS
791 |  |  |  | UPS 1A With Battery Cabinet | 1 | 0% | 1 | EA | HRS | HRS | 0 | 0 | 0 | 0 | 0 | 0
792 |  |  |  | UPS 1B With Battery Cabinet | 1 | 0% | 1 | EA | HRS | HRS | 0 | 0 | 0 | 0 | 0 | 0
793 |  |  |  | UPS 2A With Battery Cabinet | 1 | 0% | 1 | EA | HRS | HRS | 0 | 0 | 0 | 0 | 0 | 0
794 |  |  |  | UPS 2B With Battery Cabinet | 1 | 0% | 1 | EA | HRS | HRS | 0 | 0 | 0 | 0 | 0 | 0
795 |  |  |  | Tie Cabinet 1 | 1 | 0% | 1 | EA | HRS | HRS | 0 | 0 | 0 | 0 | 0 | 0
796 |  |  |  | Tie Cabinet 2 | 1 | 0% | 1 | EA | HRS | HRS | 0 | 0 | 0 | 0 | 0 | 0
797 |  |  |  | Generator Connection Cabinet | 1 | 0% | 1 | EA | HRS | HRS | 0 | 0 | 0 | 0 | 0 | 0
SWITCHBOARDS
798 |  |  |  | SWBD-1A: Switchboard 2500A, 100KAIC, 480V, 3PH | 1 | 0% | 1 | EA | HRS | HRS | 0 | 0 | 0 | 0 | 0 | 0
799 |  |  |  | SWBD-1B: Switchboard 2500A, 100KAIC, 480V, 3PH | 1 | 0% | 1 | EA | HRS | HRS | 0 | 0 | 0 | 0 | 0 | 0
800 |  |  |  | J001B 15KV Pad Mounted VFI Switch | 3 | 0% | 3 | EA | HRS | HRS | 0 | 0 | 0 | 0 | 0 | 0
801 |  |  |  | Secondary Unit Substation A | 1 | 0% | 1 | EA | HRS | HRS | 0 | 0 | 0 | 0 | 0 | 0
802 |  |  |  | Secondary Unit Substation B | 1 | 0% | 1 | EA | HRS | HRS | 0 | 0 | 0 | 0 | 0 | 0
AUTOMATIC TRANSFER SWITCHES
803 |  |  |  | ATS-1C Automatic Transfer Switch 600A, 480V, 3PH, 4W | 1 | 0% | 1 | EA | HRS | HRS | 0 | 0 | 0 | 0 | 0 | 0
804 |  |  |  | ATS-1D Automatic Transfer Switch 600A, 480V, 3PH, 4W | 1 | 0% | 1 | EA | HRS | HRS | 0 | 0 | 0 | 0 | 0 | 0
805 |  |  |  | ATS-4 Automatic Transfer Switch 600A, 480V, 3PH, 4W | 1 | 0% | 1 | EA | HRS | HRS | 0 | 0 | 0 | 0 | 0 | 0
806 |  |  |  | ATS-4 Automatic Transfer Switch 50A, 480V, 3PH, 4W | 2 | 0% | 2 | EA | HRS | HRS | 0 | 0 | 0 | 0 | 0 | 0
TRANSFORMERS
807 |  |  |  | Transformer Dry Type 112.5 KV 208/120V | 1 | 0% | 1 | EA | HRS | HRS | 0 | 0 | 0 | 0 | 0 | 0
808 |  |  |  | Transformer Dry Type 45 KV 208/120V | 5 | 0% | 5 | EA | HRS | HRS | 0 | 0 | 0 | 0 | 0 | 0
809 |  |  |  | Transformer Dry Type 75 KV 208/120V | 2 | 0% | 2 | EA | HRS | HRS | 0 | 0 | 0 | 0 | 0 | 0
810 |  |  |  | Transformer Dry Type 75 KV 208/120V | 1 | 0% | 1 | EA | HRS | HRS | 0 | 0 | 0 | 0 | 0 | 0
811 |  |  |  | Transformer Dry Type 75 KV 208/120V | 1 | 0% | 1 | EA | HRS | HRS | 0 | 0 | 0 | 0 | 0 | 0
PDU POWER DISTRIBUTION UNITS
812 |  |  |  | PDU: Power Distribution Unit 175A Main Breaker 100KVA Transformer 480/208V Data Rack Sub-Feed Breakers | 4 | 0% | 4 | EA | HRS | HRS | 0 | 0 | 0 | 0 | 0 | 0
813 |  |  |  | PDU: Power Distribution Unit 350A Main Breaker 225KVA Transformer 480/208V Data Rack Sub-Feed Breakers | 8 | 0% | 8 | EA | HRS | HRS | 0 | 0 | 0 | 0 | 0 | 0
814 |  |  |  | PDU: Power Distribution Unit 225A Main Breaker 150KVA Transformer 480/208V Data Rack Sub-Feed Breakers | 2 | 0% | 2 | EA | HRS | HRS | 0 | 0 | 0 | 0 | 0 | 0
815 |  |  |  | PDU: Power Distribution Unit 500A Main Breaker 350KVA Transformer 480/208V Data Rack Sub-Feed Breakers | 2 | 0% | 2 | EA | HRS | HRS | 0 | 0 | 0 | 0 | 0 | 0
816 |  |  |  | PDU: Power Distribution Unit 500A Main Breaker 300KVA Transformer 480/208V Data Rack Sub-Feed Breakers | 1 | 0% | 1 | EA | HRS | HRS | 0 | 0 | 0 | 0 | 0 | 0
PANELS
817 |  |  |  | Electrical Panel 1200A, 480V, 3PH, 4W | 2 | 0% | 2 | EA | HRS | HRS | 0 | 0 | 0 | 0 | 0 | 0
818 |  |  |  | Electrical Panel 800A, 480V, 3PH, 4W | 2 | 0% | 2 | EA | HRS | HRS | 0 | 0 | 0 | 0 | 0 | 0
819 |  |  |  | Electrical Panel 225A, 480V, 3PH, 4W | 34 | 0% | 34 | EA | HRS | HRS | 0 | 0 | 0 | 0 | 0 | 0
820 |  |  |  | Electrical Panel 125A, 480V, 3PH, 4W | 3 | 0% | 3 | EA | HRS | HRS | 0 | 0 | 0 | 0 | 0 | 0
821 |  |  |  | Electrical Panel 100A, 480V, 3PH, 4W | 13 | 0% | 13 | EA | HRS | HRS | 0 | 0 | 0 | 0 | 0 | 0
822 |  |  |  | Electrical Panel 50A, 480V, 3PH, 4W | 5 | 0% | 5 | EA | HRS | HRS | 0 | 0 | 0 | 0 | 0 | 0
WIRING AND CONDUITS
823 |  |  |  | 3/4" EMT Conduit | 12905 | 10% | 14195.5 | FT | HRS | HRS | 0 | 0 | 0 | 0 | 0 | 0
824 |  |  |  | #12 AWG Wiring | 38715 | 10% | 42586.5 | FT | HRS | HRS | 0 | 0 | 0 | 0 | 0 | 0
LECTRICAL FEEDERS
825 |  |  |  | #500 KCMIL Cable | 2250 | 10% | 2475 | FT | HRS | HRS | 0 | 0 | 0 | 0 | 0 | 0
826 |  |  |  | #350 KCMIL Cable | 310 | 10% | 341 | FT | HRS | HRS | 0 | 0 | 0 | 0 | 0 | 0
827 |  |  |  | #4/0 AWG THWN Wire | 965 | 10% | 1061.5 | FT | HRS | HRS | 0 | 0 | 0 | 0 | 0 | 0
828 |  |  |  | #1 AWG Wire | 140 | 10% | 154 | FT | HRS | HRS | 0 | 0 | 0 | 0 | 0 | 0
829 |  |  |  | #3/0 AWG THWN Wire | 430 | 10% | 473 | FT | HRS | HRS | 0 | 0 | 0 | 0 | 0 | 0
830 |  |  |  | #6 AWG Wire | 170 | 10% | 187 | FT | HRS | HRS | 0 | 0 | 0 | 0 | 0 | 0
831 |  |  |  | #1/0 AWG Wire | 1050 | 10% | 1155 | FT | HRS | HRS | 0 | 0 | 0 | 0 | 0 | 0
832 |  |  |  | #3 AWG Wire | 35 | 10% | 38.5 | FT | HRS | HRS | 0 | 0 | 0 | 0 | 0 | 0
833 |  |  |  | #2 GND Wire | 130 | 10% | 143 | FT | HRS | HRS | 0 | 0 | 0 | 0 | 0 | 0
834 |  |  |  | #6 GND Wire | 245 | 10% | 269.5 | FT | HRS | HRS | 0 | 0 | 0 | 0 | 0 | 0
835 |  |  |  | #8 GND Wire | 150 | 10% | 165 | FT | HRS | HRS | 0 | 0 | 0 | 0 | 0 | 0
836 |  |  |  | 1" EMT Conduit | 735 | 10% | 808.5 | FT | HRS | HRS | 0 | 0 | 0 | 0 | 0 | 0
837 |  |  |  | 3"EMT Conduit | 1120 | 10% | 1232 | FT | HRS | HRS | 0 | 0 | 0 | 0 | 0 | 0
838 |  |  |  | 4"EMT Conduit | 315 | 10% | 346.5 | FT | HRS | HRS | 0 | 0 | 0 | 0 | 0 | 0
ELECTRICAL SITE
839 |  |  |  | Pull Box | 1 | 0% | 1 | EA | HRS | HRS | 0 | 0 | 0 | 0 | 0 | 0
840 |  |  |  | Traffic Light | 15 | 0% | 15 | EA | HRS | HRS | 0 | 0 | 0 | 0 | 0 | 0
841 |  |  |  | Access Gate Controller | 4 | 0% | 4 | EA | HRS | HRS | 0 | 0 | 0 | 0 | 0 | 0
842 |  |  |  | Security Camera With Pole | 4 | 0% | 4 | EA | HRS | HRS | 0 | 0 | 0 | 0 | 0 | 0
843 |  |  |  | Card Reader | 8 | 0% | 8 | EA | HRS | HRS | 0 | 0 | 0 | 0 | 0 | 0
844 |  |  |  | GFCI Water Meter Receptacle | 4 | 0% | 4 | EA | HRS | HRS | 0 | 0 | 0 | 0 | 0 | 0
845 |  |  |  | Beacon Light | 4 | 0% | 4 | EA | HRS | HRS | 0 | 0 | 0 | 0 | 0 | 0
846 |  |  |  | 1" PVC With Pull Wire | 1248.43 | 10% | 1373.273 | FT | HRS | HRS | 0 | 0 | 0 | 0 | 0 | 0
847 |  |  |  | P1: Pole Mounted Area Light 7286 Lumens, 51W Pole Height: 28' AFG | 26 | 0% | 26 | EA | HRS | HRS | 0 | 0 | 0 | 0 | 0 | 0
848 |  |  |  | P2: Pole Mounted Area Light 7286 Lumens, 51W Pole Height: 28' AFG | 6 | 0% | 6 | EA | HRS | HRS | 0 | 0 | 0 | 0 | 0 | 0
GROUNDIDNG & BONDING
849 |  |  |  | 3/4" X 10' Long Grounding Rod | 70 | 0% | 70 | EA | HRS | HRS | 0 | 0 | 0 | 0 | 0 | 0
850 |  |  |  | Reinforced Concrete Ground Test Well Szize: 12" x 12" x 12" 3/4" x 10' Long Grounding Rod | 8 | 0% | 8 | EA | HRS | HRS | 0 | 0 | 0 | 0 | 0 | 0
851 |  |  |  | Exothermic Grounding Connection | 22 | 0% | 22 | EA | HRS | HRS | 0 | 0 | 0 | 0 | 0 | 0
852 |  |  |  | Grounding Rebar To Grounding Ring Connection | 3 | 0% | 3 | EA | HRS | HRS | 0 | 0 | 0 | 0 | 0 | 0
853 |  |  |  | #4/0 Soft Drawn Bare Copper Ground Ring | 1393 | 10% | 1532.3 | FT | HRS | HRS | 0 | 0 | 0 | 0 | 0 | 0
854 |  |  |  | Grounding Bus Bar | 19 | 0% | 19 | EA | HRS | HRS | 0 | 0 | 0 | 0 | 0 | 0
855 |  |  |  | 4" x 4" #6 AWG Copper Mesh Gris Embeded In Concerete | 2130.07 | 10% | 2343.077 | FT | HRS | HRS | 0 | 0 | 0 | 0 | 0 | 0
856 |  |  |  | Bond Raised Floor Pedestal | 19 | 0% | 19 | EA | HRS | HRS | 0 | 0 | 0 | 0 | 0 | 0
857 |  |  |  | 3" x 1/16" Copper Strap For Mesh Connection | 320.38 | 10% | 352.418 | FT | HRS | HRS | 0 | 0 | 0 | 0 | 0 | 0
858 |  |  |  | #1/0 Bare Copper Strap For Mesh Connection | 52.17 | 10% | 57.387 | FT | HRS | HRS | 0 | 0 | 0 | 0 | 0 | 0
859 |  |  |  | Four- Stud Earthbridges Cast Into Floor In 2' x 2' Grid | 8 | 0% | 8 | EA | HRS | HRS | 0 | 0 | 0 | 0 | 0 | 0
860 |  |  |  | Bond Condenser Skids To Ground Ring | 4 | 0% | 4 | EA | HRS | HRS | 0 | 0 | 0 | 0 | 0 | 0
LIGHTNING PROTECTION
861 |  |  |  | Tee Splice | 64 | 0% | 64 | EA | HRS | HRS | 0 | 0 | 0 | 0 | 0 | 0
862 |  |  |  | Embeded Lightning Conductor | 1478 | 10% | 1625.8 | FT | HRS | HRS | 0 | 0 | 0 | 0 | 0 | 0
863 |  |  |  | Side Mount Mast | 23 | 0% | 23 | EA | HRS | HRS | 0 | 0 | 0 | 0 | 0 | 0
864 |  |  |  | Flat Mount Air Terminal | 2 | 0% | 2 | EA | HRS | HRS | 0 | 0 | 0 | 0 | 0 | 0
865 |  |  |  | Handrail Mounted Air Terminal | 3 | 0% | 3 | EA | HRS | HRS | 0 | 0 | 0 | 0 | 0 | 0
866 |  |  |  | Wall Mount Air Terminal | 1 | 0% | 1 | EA | HRS | HRS | 0 | 0 | 0 | 0 | 0 | 0
867 |  |  |  | Bond Antenna Mount To Lighting Protection | 21 | 0% | 21 | EA | HRS | HRS | 0 | 0 | 0 | 0 | 0 | 0
868 |  |  |  | Bi-Metallic Splice At Base Of Lightning Mast | 23 | 0% | 23 | EA | HRS | HRS | 0 | 0 | 0 | 0 | 0 | 0
869 |  |  |  | 2' Air Terminal On Roof | 12 | 0% | 12 | EA | HRS | HRS | 0 | 0 | 0 | 0 | 0 | 0
|  |  |  | Subtotal (Electrical) | [5 empty] | 0 |  |  |  | 0 | 0 |  | 0
|  |  | 270000 | DIVISION 27 - COMMUNICATIONS
COMMUNICATION FIXTURES
870 |  |  |  | Utility Data Outlet | 80 | 0% | 80 | EA | HRS | HRS | 0 | 0 | 0 | 0 | 0 | 0
871 |  |  |  | Standard Data Outlet | 87 | 0% | 87 | EA | HRS | HRS | 0 | 0 | 0 | 0 | 0 | 0
872 |  |  |  | Sipr Outlet | 123 | 0% | 123 | EA | HRS | HRS | 0 | 0 | 0 | 0 | 0 | 0
873 |  |  |  | Utility outlet Floor Box | 1 | 0% | 1 | EA | HRS | HRS | 0 | 0 | 0 | 0 | 0 | 0
874 |  |  |  | 4" Conduits from THH | 380 | 10% | 418 | FT | HRS | HRS | 0 | 0 | 0 | 0 | 0 | 0
875 |  |  |  | Sipr Outlet In Floor Box | 45 | 0% | 45 | EA | HRS | HRS | 0 | 0 | 0 | 0 | 0 | 0
876 |  |  |  | Standard Outlet In Floor Box | 41 | 0% | 41 | EA | HRS | HRS | 0 | 0 | 0 | 0 | 0 | 0
877 |  |  |  | HSN Outlet In Floor Box | 1 | 0% | 1 | EA | HRS | HRS | 0 | 0 | 0 | 0 | 0 | 0
878 |  |  |  | Telecommunication Cabinets | 314 | 0% | 314 | EA | HRS | HRS | 0 | 0 | 0 | 0 | 0 | 0
879 |  |  |  | UFER Unique Flange Equipment Rack | 17 | 0% | 17 | EA | HRS | HRS | 0 | 0 | 0 | 0 | 0 | 0
SITE COMMUNICATIONS
880 |  |  |  | TMH: Telecommunication Maintenance Hole Size: 12' x 7' x 6' | 10 | 0% | 10 | EA | HRS | HRS | 0 | 0 | 0 | 0 | 0 | 0
881 |  |  |  | THH : Telecommunication Handhole Size: 4' x 4' | 11 | 0% | 11 | EA | HRS | HRS | 0 | 0 | 0 | 0 | 0 | 0
882 |  |  |  | CCH: Telecommunication Commercial Handhole Size: 5' x 3' | 3 | 0% | 3 | EA | HRS | HRS | 0 | 0 | 0 | 0 | 0 | 0
883 |  |  |  | 2" Telecommunication Riser | 34.14 | 10% | 37.554 | FT | HRS | HRS | 0 | 0 | 0 | 0 | 0 | 0
884 |  |  |  | ICS Patch Panel | 4 | 0% | 4 | EA | HRS | HRS | 0 | 0 | 0 | 0 | 0 | 0
885 |  |  |  | A2 ET504: Communication Ductbank (12) 4" Conduits With Cables | 720.58 | 10% | 792.638 | FT | HRS | HRS | 0 | 0 | 0 | 0 | 0 | 0
886 |  |  |  | A3 ET504: Communication Ductbank (2) 4" Conduits With Cables | 1041.58 | 10% | 1145.738 | FT | HRS | HRS | 0 | 0 | 0 | 0 | 0 | 0
887 |  |  |  | B2 ET504: Communication Ductbank (12) 4" Conduits With Cables | 198.01 | 10% | 217.811 | FT | HRS | HRS | 0 | 0 | 0 | 0 | 0 | 0
888 |  |  |  | B4 ET504: Communication Ductbank (1) 4" Conduits With Cables | 1055.9 | 10% | 1161.49 | FT | HRS | HRS | 0 | 0 | 0 | 0 | 0 | 0
889 |  |  |  | B5 ET504: Communication Ductbank (1) 1" Conduits With Cables | 70.82 | 10% | 77.902 | FT | HRS | HRS | 0 | 0 | 0 | 0 | 0 | 0
890 |  |  |  | C1 ET504: Communication Ductbank (12) 4" Conduits With Cables | 96.72 | 10% | 106.392 | FT | HRS | HRS | 0 | 0 | 0 | 0 | 0 | 0
891 |  |  |  | C2 ET504: Communication Ductbank (12) 4" Conduits With Cables | 128.81 | 10% | 141.691 | FT | HRS | HRS | 0 | 0 | 0 | 0 | 0 | 0
892 |  |  |  | C3 ET504: Communication Ductbank (12) 4" Conduits With Cables | 380.46 | 10% | 418.506 | FT | HRS | HRS | 0 | 0 | 0 | 0 | 0 | 0
893 |  |  |  | C5 ET504: Communication Ductbank (2) 4" Conduits With Cables | 112.15 | 10% | 123.365 | FT | HRS | HRS | 0 | 0 | 0 | 0 | 0 | 0
894 |  |  |  | D3 ET504: Communication Ductbank (2) 2" Conduits With Cables | 17.81 | 10% | 19.591 | FT | HRS | HRS | 0 | 0 | 0 | 0 | 0 | 0
895 |  |  |  | D4 ET504: Communication Ductbank (1) 2" Conduits With Cables | 98.68 | 10% | 108.548 | FT | HRS | HRS | 0 | 0 | 0 | 0 | 0 | 0
896 |  |  |  | D5 ET504: Communication Ductbank (1) 2" Conduits With Cables | 353.59 | 10% | 388.949 | FT | HRS | HRS | 0 | 0 | 0 | 0 | 0 | 0
897 |  |  |  | 288 Strand Fiber Optic In Existing Duct Bank | 2254 | 10% | 2479.4 | FT | HRS | HRS | 0 | 0 | 0 | 0 | 0 | 0
CABLES AND CONDUITS
898 |  |  |  | 3/4" EMT Conduit | 5445 | 10% | 5989.5 | FT | HRS | HRS | 0 | 0 | 0 | 0 | 0 | 0
899 |  |  |  | CAT 6 Cable | 16335 | 10% | 17968.5 | FT | HRS | HRS | 0 | 0 | 0 | 0 | 0 | 0
|  |  |  | Subtotal (Communications) | [5 empty] | 0 |  |  |  | 0 | 0 |  | 0
|  |  | 280000 | DIVISION 28 - ELECTRONIC SAFETY & SECURITY
FIRE ALARM SYSTEM
900 |  |  |  | Weatherproof Horn And Strobe | 2 | 0% | 2 | EA | HRS | HRS | 0 | 0 | 0 | 0 | 0 | 0
901 |  |  |  | Weatherproof Emergency Stop Push Button | 2 | 0% | 2 | EA | HRS | HRS | 0 | 0 | 0 | 0 | 0 | 0
902 |  |  |  | FACP: Fire Alarm Control Panel | 1 | 0% | 1 | EA | HRS | HRS | 0 | 0 | 0 | 0 | 0 | 0
903 |  |  |  | Wall Mounrted Speaker | 4 | 0% | 4 | EA | HRS | HRS | 0 | 0 | 0 | 0 | 0 | 0
904 |  |  |  | BMS Blanced Magnetic Swiwtch | 5 | 0% | 5 | EA | HRS | HRS | 0 | 0 | 0 | 0 | 0 | 0
905 |  |  |  | KP Alarm Keypad | 1 | 0% | 1 | EA | HRS | HRS | 0 | 0 | 0 | 0 | 0 | 0
AUDIO VISUAL SYSTEM
906 |  |  |  | HSD Hallway Status Display/Indicator Light | 4 | 0% | 4 | EA | HRS | HRS | 0 | 0 | 0 | 0 | 0 | 0
907 |  |  |  | Personnel Altering System Ceiling Speaker | 88 | 0% | 88 | EA | HRS | HRS | 0 | 0 | 0 | 0 | 0 | 0
908 |  |  |  | Personnel Altering System Wall Speaker | 21 | 0% | 21 | EA | HRS | HRS | 0 | 0 | 0 | 0 | 0 | 0
909 |  |  |  | VC Personnel Altering System Volume Control | 27 | 0% | 27 | EA | HRS | HRS | 0 | 0 | 0 | 0 | 0 | 0
910 |  |  |  | IC Personnel Altering System Intercom | 11 | 0% | 11 | EA | HRS | HRS | 0 | 0 | 0 | 0 | 0 | 0
911 |  |  |  | MST 2- Way Communication Master Station | 2 | 0% | 2 | EA | HRS | HRS | 0 | 0 | 0 | 0 | 0 | 0
912 |  |  |  | CST 2- Way Communication Call Station | 4 | 0% | 4 | EA | HRS | HRS | 0 | 0 | 0 | 0 | 0 | 0
913 |  |  |  | MC Intercom Master station | 1 | 0% | 1 | EA | HRS | HRS | 0 | 0 | 0 | 0 | 0 | 0
914 |  |  |  | PA Rack | 2 | 0% | 2 | EA | HRS | HRS | 0 | 0 | 0 | 0 | 0 | 0
915 |  |  |  | BST 2-Way Communication Base Station | 1 | 0% | 1 | EA | HRS | HRS | 0 | 0 | 0 | 0 | 0 | 0
916 |  |  |  | Intercom Pole Switch | 3 | 0% | 3 | EA | HRS | HRS | 0 | 0 | 0 | 0 | 0 | 0
917 |  |  |  | BMS Blanced Magnetic Switch | 59 | 0% | 59 | EA | HRS | HRS | 0 | 0 | 0 | 0 | 0 | 0
918 |  |  |  | CR ACS Card Reader | 33 | 0% | 33 | EA | HRS | HRS | 0 | 0 | 0 | 0 | 0 | 0
919 |  |  |  | MD Motion Detector | 15 | 0% | 15 | EA | HRS | HRS | 0 | 0 | 0 | 0 | 0 | 0
920 |  |  |  | PCU Premise Control Unit | 4 | 0% | 4 | EA | HRS | HRS | 0 | 0 | 0 | 0 | 0 | 0
921 |  |  |  | KP Alarm Keypad | 9 | 0% | 9 | EA | HRS | HRS | 0 | 0 | 0 | 0 | 0 | 0
922 |  |  |  | CAM CCTV Survellance Camera Weather Proof | 3 | 0% | 3 | EA | HRS | HRS | 0 | 0 | 0 | 0 | 0 | 0
923 |  |  |  | ACS Sccess Control System | 2 | 0% | 2 | EA | HRS | HRS | 0 | 0 | 0 | 0 | 0 | 0
924 |  |  |  | IDS Intrusion Detection System | 2 | 0% | 2 | EA | HRS | HRS | 0 | 0 | 0 | 0 | 0 | 0
925 |  |  |  | CL Cipher Lock | 4 | 0% | 4 | EA | HRS | HRS | 0 | 0 | 0 | 0 | 0 | 0
926 |  |  |  | Perimeter CCTV Pole height: 15'-0" CCTV Footing: 3' Dia x 7' Deep | 4 | 0% | 4 | EA | HRS | HRS | 0 | 0 | 0 | 0 | 0 | 0
WIRING AND CONDUITS
927 |  |  |  | 3/4" EMT Conduit | 2100 | 10% | 2310 | FT | HRS | HRS | 0 | 0 | 0 | 0 | 0 | 0
928 |  |  |  | #12 AWG Wiring | 6300 | 10% | 6930 | FT | HRS | HRS | 0 | 0 | 0 | 0 | 0 | 0
|  |  |  | Subtotal (Electronic Safety & Security) | [5 empty] | 0 |  |  |  | 0 | 0 |  | 0
|  |  | 310000 | DIVISION 31 - EARTHWORK
EARTHWORK
929 |  |  |  | Cut Quantity | 1117 | 10% | 1228.7 | CY | HRS | HRS | 0 | 0 | 0 | 0 | 0 | 0
930 |  |  |  | Fill Quantity | 640 | 10% | 704 | CY | HRS | HRS | 0 | 0 | 0 | 0 | 0 | 0
931 |  |  |  | Work Area | 1762 | 10% | 1938.2 | CY | HRS | HRS | 0 | 0 | 0 | 0 | 0 | 0
932 |  |  |  | Bank Cut | 2129 | 10% | 2341.9 | CY | HRS | HRS | 0 | 0 | 0 | 0 | 0 | 0
933 |  |  |  | Expanded Cut | 2129 | 10% | 2341.9 | CY | HRS | HRS | 0 | 0 | 0 | 0 | 0 | 0
934 |  |  |  | Bank Fill | 348 | 10% | 382.8 | CY | HRS | HRS | 0 | 0 | 0 | 0 | 0 | 0
935 |  |  |  | Export | 1782 | 10% | 1960.2 | CY | HRS | HRS | 0 | 0 | 0 | 0 | 0 | 0
|  |  |  | Subtotal (Earthwork) | [5 empty] | 0 |  |  |  | 0 | 0 |  | 0
|  |  | 320000 | DIVISION 32 - EXTERIOR IMPROVEMENTS
CONCRETE FLATWORK
SIDEWALK AND CROSSWALK
936 |  |  |  | Concrete Sidewalk, 3300 Psi (6" Min Thickness) | 8912 | 10% | 9803.2 | SF | HRS | HRS | 0 | 0 | 0 | 0 | 0 | 0
937 |  |  |  | concrete Sidewalk, 3300 Psi (6"" Min Thickness) | 2341 | 10% | 2575.1 | SF | HRS | HRS | 0 | 0 | 0 | 0 | 0 | 0
938 |  |  |  | 6"" Thick Reinforced Portland Cement Cocrete Crosswalk- Raised Reinforcement: 10 Ga, 6' X 6' Square" | 4029 | 10% | 4431.9 | SF | HRS | HRS | 0 | 0 | 0 | 0 | 0 | 0
939 |  |  |  | 6"" Thick Portland Cement Cocrete Pad Reinforcement: #4 Bars @ 16"" O. C" | 343 | 10% | 377.3 | SF | HRS | HRS | 0 | 0 | 0 | 0 | 0 | 0
DRIVEWAY/ PAVEMENT
940 |  |  |  | 3000 Psi Portland Cement Concrete Commercial Driveway | 1002 | 10% | 1102.2 | SF | HRS | HRS | 0 | 0 | 0 | 0 | 0 | 0
941 |  |  |  | 7"" Thick, 3000 Psi Portland Cement Concrete Pavement (vehicle Areas) Reinforcement: 10 Ga, 6' X 6' Welded Wire Fabric | 8992 | 10% | 9891.2 | SF | HRS | HRS | 0 | 0 | 0 | 0 | 0 | 0
942 |  |  |  | 7"" Thick, 3000 Psi Portland Cement Cocrete Pavement (vehicle Areas) Reinforcement: 10 Ga, 6' X 6' Welded Wire Fabric | 5622 | 10% | 6184.2 | SF | HRS | HRS | 0 | 0 | 0 | 0 | 0 | 0
ADA RAMP
943 |  |  |  | ADA Ramp With 2' Min Wide Detectable Wrap | 392 | 10% | 431.2 | SF | HRS | HRS | 0 | 0 | 0 | 0 | 0 | 0
944 |  |  |  | Install Ada Detectable Warning Strip, Min 2' Wide | 127 | 10% | 139.7 | SF | HRS | HRS | 0 | 0 | 0 | 0 | 0 | 0
STANDARD CURB
945 |  |  |  | Standard Concrete Curb W/ 6" Exposure Detail | 877 | 10% | 964.7 | FT | HRS | HRS | 0 | 0 | 0 | 0 | 0 | 0
946 |  |  |  | standard Concrete Curb W/ 6"" Exposure Detail | 1233 | 10% | 1356.3 | FT | HRS | HRS | 0 | 0 | 0 | 0 | 0 | 0
947 |  |  |  | 7-3/4" X 12" Perimeter Concrete Curb Ease Cexposed Corners W/ (2) #4 Rebar Continuous | 1109 | 10% | 1219.9 | FT | HRS | HRS | 0 | 0 | 0 | 0 | 0 | 0
948 |  |  |  | 12" X 18" Perimeter Concrete Curb Ease Cexposed Corners W/ (2) #4 Rebar Continuous | 899 | 10% | 988.9 | FT | HRS | HRS | 0 | 0 | 0 | 0 | 0 | 0
CONCRETE STEPS
949 |  |  |  | Concrete For Stairs | 23 | 10% | 25.3 | CY | HRS | HRS | 0 | 0 | 0 | 0 | 0 | 0
950 |  |  |  | Concrete Treads (0'-11" W X 5'-0" L) | 66 | 0% | 1 | TREADS | HRS | HRS | 0 | 0 | 0 | 0 | 0 | 0
FOOTING FOR FENCE POST
951 |  |  |  | 5'-0"" X 8'-0"" X 1'-6"" Deep Proposed Concrete Footing For 16' High Fence Post Reinforcement: #4 @ 8"" O. C Each Way Top & Bottom" | 44 | 10% | 48.4 | CY | HRS | HRS | 0 | 0 | 0 | 0 | 0 | 0
FENCE
952 |  |  |  | Fence At Property Line (Chainlink) | 968.62 | 10% | 1065.482 | FT | HRS | HRS | 0 | 0 | 0 | 0 | 0 | 0
GUARDRAILS
953 |  |  |  | Guardrail At Ramp | 179.6 | 10% | 197.56 | FT | HRS | HRS | 0 | 0 | 0 | 0 | 0 | 0
954 |  |  |  | Handrails | 125.23 | 10% | 137.753 | FT | HRS | HRS | 0 | 0 | 0 | 0 | 0 | 0
STRIPPING
955 |  |  |  | 4" Wide Parking Strip(18' Length) | 1838 | 10% | 2021.8 | FT | HRS | HRS | 0 | 0 | 0 | 0 | 0 | 0
956 |  |  |  | 6' Long Concrete Wheel Stopper | 58 | 0% | 58 | EA | HRS | HRS | 0 | 0 | 0 | 0 | 0 | 0
957 |  |  |  | Detectable Warning | 327.01 | 10% | 359.711 | SF | HRS | HRS | 0 | 0 | 0 | 0 | 0 | 0
958 |  |  |  | 24" Wide Cross Walk | 358.03 | 10% | 393.833 | FT | HRS | HRS | 0 | 0 | 0 | 0 | 0 | 0
WHEELSTOPS AND SITE WORK
959 |  |  |  | Precast Wheel Stops | 8 | 0% | 8 | EA | HRS | HRS | 0 | 0 | 0 | 0 | 0 | 0
960 |  |  |  | Bollard Footings | 102 | 10% | 112.2 | CY | HRS | HRS | 0 | 0 | 0 | 0 | 0 | 0
961 |  |  |  | MOW Strip | 466 | 10% | 512.6 | FT | HRS | HRS | 0 | 0 | 0 | 0 | 0 | 0
962 |  |  |  | Varsity Field Wall | 324 | 10% | 356.4 | FT | HRS | HRS | 0 | 0 | 0 | 0 | 0 | 0
963 |  |  |  | Bleechers | 12 | 0% | 12 | EA | HRS | HRS | 0 | 0 | 0 | 0 | 0 | 0
964 |  |  |  | Bike Rack concrete Thickening | 766 | 10% | 842.6 | FT | HRS | HRS | 0 | 0 | 0 | 0 | 0 | 0
965 |  |  |  | Footing for Sign Boards | 45 | 10% | 49.5 | CY | HRS | HRS | 0 | 0 | 0 | 0 | 0 | 0
966 |  |  |  | Cheeck Walls | 434 | 10% | 477.4 | FT | HRS | HRS | 0 | 0 | 0 | 0 | 0 | 0
MISC.
967 |  |  |  | Art Sculpture/Mural | 1 | 0% | 1 | EA | HRS | HRS | 0 | 0 | 0 | 0 | 0 | 0
968 |  |  |  | Bench | 5 | 0% | 5 | EA | HRS | HRS | 0 | 0 | 0 | 0 | 0 | 0
969 |  |  |  | Game Table | 2 | 0% | 2 | EA | HRS | HRS | 0 | 0 | 0 | 0 | 0 | 0
970 |  |  |  | Trash Receptacle | 1 | 0% | 1 | EA | HRS | HRS | 0 | 0 | 0 | 0 | 0 | 0
971 |  |  |  | Grill Station | 1 | 0% | 1 | EA | HRS | HRS | 0 | 0 | 0 | 0 | 0 | 0
972 |  |  |  | Bike Rack | 11 | 0% | 11 | EA | HRS | HRS | 0 | 0 | 0 | 0 | 0 | 0
973 |  |  |  | Drinking Fountain | 1 | 0% | 1 | EA | HRS | HRS | 0 | 0 | 0 | 0 | 0 | 0
974 |  |  |  | Dog park Equipment | 3 | 0% | 3 | EA | HRS | HRS | 0 | 0 | 0 | 0 | 0 | 0
975 |  |  |  | Dog Park Fence | 58.72 | 10% | 64.592 | FT | HRS | HRS | 0 | 0 | 0 | 0 | 0 | 0
976 |  |  |  | Dog Station | 1 | 0% | 1 | EA | HRS | HRS | 0 | 0 | 0 | 0 | 0 | 0
LANDSCAPING
TREES
977 |  |  |  | Betula Nigra 'Heritage' Cal 3" | 5 | 0% | 5 | EA | HRS | HRS | 0 | 0 | 0 | 0 | 0 | 0
978 |  |  |  | Cryptomeria japonica 'Yoshino' Cal 3" Height: 6-8' | 34 | 0% | 34 | EA | HRS | HRS | 0 | 0 | 0 | 0 | 0 | 0
979 |  |  |  | Juniperus virginiana 'Idyllwild' Cal 3" Height: 7-8' | 29 | 0% | 29 | EA | HRS | HRS | 0 | 0 | 0 | 0 | 0 | 0
980 |  |  |  | Magnolia grandiflora 'Teddy Bear' Cal 3" Height: 10-12' | 14 | 0% | 14 | EA | HRS | HRS | 0 | 0 | 0 | 0 | 0 | 0
981 |  |  |  | Magnolia virginiana 'Moonglow' Cal 3" Height: 10-12' | 9 | 0% | 9 | EA | HRS | HRS | 0 | 0 | 0 | 0 | 0 | 0
982 |  |  |  | Quercus bicolor 'Sun Breaker' Cal 3" Height: 10-12' | 13 | 0% | 13 | EA | HRS | HRS | 0 | 0 | 0 | 0 | 0 | 0
983 |  |  |  | Quercus lyrata 'Hopeulikit' Cal 3" Height: 10-12' | 15 | 0% | 15 | EA | HRS | HRS | 0 | 0 | 0 | 0 | 0 | 0
984 |  |  |  | Quercus nuttallii 'Esplanade' Cal 3" Height: 10-12' | 13 | 0% | 13 | EA | HRS | HRS | 0 | 0 | 0 | 0 | 0 | 0
985 |  |  |  | Ulmus americana 'Jefferson' Cal 8" Height 18'+ | 1 | 0% | 1 | EA | HRS | HRS | 0 | 0 | 0 | 0 | 0 | 0
986 |  |  |  | Ulmus americana 'Jefferson' Cal 4" Height: 10-12' | 8 | 0% | 8 | EA | HRS | HRS | 0 | 0 | 0 | 0 | 0 | 0
987 |  |  |  | Magnolia virginiana 'Moonglow' Cal 3" Height: 10-12' | 1 | 0% | 1 | EA | HRS | HRS | 0 | 0 | 0 | 0 | 0 | 0
SHRUBS
988 |  |  |  | Cephalotaxus harringtonia 'Duke Gardens' Height: 24-30" | 194 | 0% | 194 | EA | HRS | HRS | 0 | 0 | 0 | 0 | 0 | 0
989 |  |  |  | Cornus sericea 'Farrow' Arctic Fire Height: 24-30" | 34 | 0% | 34 | EA | HRS | HRS | 0 | 0 | 0 | 0 | 0 | 0
990 |  |  |  | Distylium 'Vintage Jade' Height: 36-48" | 105 | 0% | 105 | EA | HRS | HRS | 0 | 0 | 0 | 0 | 0 | 0
991 |  |  |  | Fothergilla garden!! 'Suzanne' Height: 18-24" | 59 | 0% | 59 | EA | HRS | HRS | 0 | 0 | 0 | 0 | 0 | 0
992 |  |  |  | Hydrangea paniculata 'Bobo' Heught 24-30" | 103 | 0% | 103 | EA | HRS | HRS | 0 | 0 | 0 | 0 | 0 | 0
993 |  |  |  | Hydrangea quercifolia 'Pee Wee' Height: 24" | 109 | 0% | 109 | EA | HRS | HRS | 0 | 0 | 0 | 0 | 0 | 0
994 |  |  |  | Ilex glabra 'Shamrock' Height: 15-18" | 178 | 0% | 178 | EA | HRS | HRS | 0 | 0 | 0 | 0 | 0 | 0
995 |  |  |  | Ilex x 'Nellie R. Stevens' Height: 12-14'' | 40 | 0% | 40 | EA | HRS | HRS | 0 | 0 | 0 | 0 | 0 | 0
996 |  |  |  | Itea virginica 'Little Henry' Height: 18"Min | 248 | 0% | 248 | EA | HRS | HRS | 0 | 0 | 0 | 0 | 0 | 0
997 |  |  |  | Juniperus virginiana 'Grey Owl' Height: 3-4' | 79 | 0% | 79 | EA | HRS | HRS | 0 | 0 | 0 | 0 | 0 | 0
998 |  |  |  | Rhus aromatica 'Gro-low' Height: 15-18" | 39 | 0% | 39 | EA | HRS | HRS | 0 | 0 | 0 | 0 | 0 | 0
999 |  |  |  | Taxus x media 'Hicksii' Height: 3-4' | 72 | 0% | 72 | EA | HRS | HRS | 0 | 0 | 0 | 0 | 0 | 0
1000 |  |  |  | Cephalotaxus harringtonia 'Duke Gardens' Height: 24-30" | 23 | 0% | 23 | EA | HRS | HRS | 0 | 0 | 0 | 0 | 0 | 0
1001 |  |  |  | Distylium'Vintage Jade' Height: 36-48" | 9 | 0% | 9 | EA | HRS | HRS | 0 | 0 | 0 | 0 | 0 | 0
1002 |  |  |  | Ilex glabra 'Shamrock' 15-18" | 9 | 0% | 9 | EA | HRS | HRS | 0 | 0 | 0 | 0 | 0 | 0
1003 |  |  |  | /tea virgin lea 'Little Henry' Height: 18"Min | 6 | 0% | 6 | EA | HRS | HRS | 0 | 0 | 0 | 0 | 0 | 0
PERENNIALS/GRASSES
1004 |  |  |  | Amsonia hurbrichtii Height: 12" Min | 379 | 0% | 379 | EA | HRS | HRS | 0 | 0 | 0 | 0 | 0 | 0
1005 |  |  |  | Carex cherokeensis Height: 1-2' | 1044 | 0% | 1044 | EA | HRS | HRS | 0 | 0 | 0 | 0 | 0 | 0
1006 |  |  |  | Coreopsis lanceolata | 520 | 0% | 520 | EA | HRS | HRS | 0 | 0 | 0 | 0 | 0 | 0
1007 |  |  |  | Dryopteris erythrosora 'Brilliance' Height: 18-24" | 156 | 0% | 156 | EA | HRS | HRS | 0 | 0 | 0 | 0 | 0 | 0
1008 |  |  |  | Eupatorium dubium 'Little Joe' Height: 36-48" | 97 | 0% | 97 | EA | HRS | HRS | 0 | 0 | 0 | 0 | 0 | 0
1009 |  |  |  | Heuchera villosa 'Autumn Bride' | 295 | 0% | 295 | EA | HRS | HRS | 0 | 0 | 0 | 0 | 0 | 0
1010 |  |  |  | Hypericum calycinum Height: 9-12" | 409 | 0% | 409 | EA | HRS | HRS | 0 | 0 | 0 | 0 | 0 | 0
1011 |  |  |  | Liriope mu scan 'Big Blue' | 1356 | 0% | 1356 | EA | HRS | HRS | 0 | 0 | 0 | 0 | 0 | 0
1012 |  |  |  | Nepeta 'Walker's Low Height: 12-15" | 520 | 0% | 520 | EA | HRS | HRS | 0 | 0 | 0 | 0 | 0 | 0
1013 |  |  |  | Panicum virgatum 'Heavy Metal' Height: 18-24" | 451 | 0% | 451 | EA | HRS | HRS | 0 | 0 | 0 | 0 | 0 | 0
1014 |  |  |  | Panicum virgatum 'Shenandoah' Height: 24-30" | 892 | 0% | 892 | EA | HRS | HRS | 0 | 0 | 0 | 0 | 0 | 0
1015 |  |  |  | Coreopsis lanceolata | 11 | 0% | 11 | EA | HRS | HRS | 0 | 0 | 0 | 0 | 0 | 0
1016 |  |  |  | Muhlenbergia capallaris 'Gulf Pink' Height: 18-24" | 12 | 0% | 12 | EA | HRS | HRS | 0 | 0 | 0 | 0 | 0 | 0
1017 |  |  |  | Nepeta 'Walker's Low' Height: 12-15" | 11 | 0% | 11 | EA | HRS | HRS | 0 | 0 | 0 | 0 | 0 | 0
1018 |  |  |  | Panicum virgatum 'Shenandoah' Height: 24-30" | 27 | 0% | 27 | EA | HRS | HRS | 0 | 0 | 0 | 0 | 0 | 0
|  |  |  | Subtotal (Exterior Improvements | [5 empty] | 0 |  |  |  | 0 | 0 |  | 0
|  |  | 330000 | DIVISION 33 - UTILITIES
DRAINAGE PIPES
1019 |  |  |  | 15" RCP Pipe | 1324 | 10% | 1456.4 | FT | HRS | HRS | 0 | 0 | 0 | 0 | 0 | 0
1020 |  |  |  | 18" RCP Pipe | 402 | 10% | 442.2 | FT | HRS | HRS | 0 | 0 | 0 | 0 | 0 | 0
1021 |  |  |  | 6" HDPE Pipe | 651 | 10% | 716.1 | FT | HRS | HRS | 0 | 0 | 0 | 0 | 0 | 0
1022 |  |  |  | 15" HDPE Pipe | 165 | 10% | 181.5 | FT | HRS | HRS | 0 | 0 | 0 | 0 | 0 | 0
1023 |  |  |  | 8" HDPE Pipe | 525 | 10% | 577.5 | FT | HRS | HRS | 0 | 0 | 0 | 0 | 0 | 0
1024 |  |  |  | 30" RCP Pipe | 185 | 10% | 203.5 | FT | HRS | HRS | 0 | 0 | 0 | 0 | 0 | 0
1025 |  |  |  | 24" RCP Pipe | 36 | 10% | 39.6 | FT | HRS | HRS | 0 | 0 | 0 | 0 | 0 | 0
1026 |  |  |  | 12" RCP Pipe | 197 | 10% | 216.7 | FT | HRS | HRS | 0 | 0 | 0 | 0 | 0 | 0
DRAINAGE FIXTURES
1027 |  |  |  | Single Grate Inlet | 1 | 0% | 1 | EA | HRS | HRS | 0 | 0 | 0 | 0 | 0 | 0
1028 |  |  |  | Stormtrap | 6 | 0% | 6 | EA | HRS | HRS | 0 | 0 | 0 | 0 | 0 | 0
1029 |  |  |  | Roofdrain Boot And Cleanout | 33 | 0% | 33 | EA | HRS | HRS | 0 | 0 | 0 | 0 | 0 | 0
1030 |  |  |  | Single Curb Inlet | 59 | 0% | 59 | EA | HRS | HRS | 0 | 0 | 0 | 0 | 0 | 0
1031 |  |  |  | 18" Drain Basin Solid Cover | 4 | 0% | 4 | EA | HRS | HRS | 0 | 0 | 0 | 0 | 0 | 0
1032 |  |  |  | 18" Drain Basin With Grate | 6 | 0% | 6 | EA | HRS | HRS | 0 | 0 | 0 | 0 | 0 | 0
1033 |  |  |  | Area Drain | 1 | 0% | 1 | EA | HRS | HRS | 0 | 0 | 0 | 0 | 0 | 0
1034 |  |  |  | Trench Drain | 3 | 0% | 3 | EA | HRS | HRS | 0 | 0 | 0 | 0 | 0 | 0
1035 |  |  |  | Head Wall | 2 | 0% | 2 | EA | HRS | HRS | 0 | 0 | 0 | 0 | 0 | 0
1036 |  |  |  | 10” Drain Basin Solid Cover | 4 | 0% | 4 | EA | HRS | HRS | 0 | 0 | 0 | 0 | 0 | 0
SANITARY PIPES
1037 |  |  |  | 8"S Proposed Sanitary Sewer SDR26 | 1254 | 10% | 1379.4 | FT | HRS | HRS | 0 | 0 | 0 | 0 | 0 | 0
SANITARY MANHOLE
1038 |  |  |  | 48" MANHOLE | 15 | 0% | 15 | EA | HRS | HRS | 0 | 0 | 0 | 0 | 0 | 0
1039 |  |  |  | Sanitary Cleanout | 9 | 0% | 9 | EA | HRS | HRS | 0 | 0 | 0 | 0 | 0 | 0
WATER SERVICE
1040 |  |  |  | 8"W Water Service Pipe C900 PVC | 1658 | 10% | 1823.8 | FT | HRS | HRS | 0 | 0 | 0 | 0 | 0 | 0
1041 |  |  |  | 2"W Water Service Pipe C900PVC | 542 | 10% | 596.2 | FT | HRS | HRS | 0 | 0 | 0 | 0 | 0 | 0
1042 |  |  |  | Water Meter With Box | 5 | 0% | 5 | EA | HRS | HRS | 0 | 0 | 0 | 0 | 0 | 0
1043 |  |  |  | Tapping Sleeve & Water Valve | 5 | 0% | 5 | EA | HRS | HRS | 0 | 0 | 0 | 0 | 0 | 0
1044 |  |  |  | Double Detector Check Valve | 5 | 0% | 5 | EA | HRS | HRS | 0 | 0 | 0 | 0 | 0 | 0
IRRIGATION SERVICE
1045 |  |  |  | Irrigation Meter | 1 | 0% | 1 | EA | HRS | HRS | 0 | 0 | 0 | 0 | 0 | 0
1046 |  |  |  | Irrigation Backflow Preventer | 1 | 0% | 1 | EA | HRS | HRS | 0 | 0 | 0 | 0 | 0 | 0
1047 |  |  |  | 2" Irrigation Pipe | 1874 | 10% | 2061.4 | FT | HRS | HRS | 0 | 0 | 0 | 0 | 0 | 0
FIRE SERVICE
1048 |  |  |  | Fire Hydrant With Assemblies | 1 | 0% | 1 | EA | HRS | HRS | 0 | 0 | 0 | 0 | 0 | 0
1049 |  |  |  | 6" DIP Fire Pipe | 32 | 10% | 35.2 | FT | HRS | HRS | 0 | 0 | 0 | 0 | 0 | 0
SITE LIGHTING
1050 |  |  |  | A: Single Head Pole Light 25' Pole MFR: Signify Watts: 104.3 Lumens: 11314 OPF-S-A05-730-BLC | 11 | 0% | 11 | EA | HRS | HRS | 0 | 0 | 0 | 0 | 0 | 0
1051 |  |  |  | B1: Single Head Pole Light 17' Pole MFR: Lumca Watts: 80.67 Lumens: 5006 LIO 36LED07 80W-120V L3FL-HSS-30K | 19 | 0% | 19 | EA | HRS | HRS | 0 | 0 | 0 | 0 | 0 | 0
1052 |  |  |  | B2: Single Head Pole Light 10' Pole MFR: Lumca Watts: 121.29 Lumens: 2435 LIO 18LED05 30W-120V L3FL-HSS-30K | 14 | 0% | 14 | EA | HRS | HRS | 0 | 0 | 0 | 0 | 0 | 0
1053 |  |  |  | B3: Single Head Pole Light 10' Pole MFR: Lumca Watts: 20.44 Lumens: 2333 LIO 18LED05 30W-120V L3FL-HSS-30K | 5 | 0% | 5 | EA | HRS | HRS | 0 | 0 | 0 | 0 | 0 | 0
1054 |  |  |  | C1: Surface Light MFR: Pil Lighting Watts: 53 Lumens: 5320 PIL-MIMK-50 -M | 7 | 0% | 7 | EA | HRS | HRS | 0 | 0 | 0 | 0 | 0 | 0
1055 |  |  |  | S: Street Pole Single Head 18' FT MFR: DMF Lighting Watts: 282 Lumens: 4324 K124R-B3AR-V | 7 | 0% | 7 | EA | HRS | HRS | 0 | 0 | 0 | 0 | 0 | 0
1056 |  |  |  | D: LED Step Light MFR: PIL Lighting Watts: 7 Lumens: 250 Insert Plus | 21 | 0% | 21 | EA | HRS | HRS | 0 | 0 | 0 | 0 | 0 | 0
1057 |  |  |  | F: Single Light Watts: 15 | 4 | 0% | 4 | EA | HRS | HRS | 0 | 0 | 0 | 0 | 0 | 0
1058 |  |  |  | G: LED Gara Optics Watts: 38 | 3 | 0% | 3 | EA | HRS | HRS | 0 | 0 | 0 | 0 | 0 | 0
1059 |  |  |  | H: Single Light Watts: 5 | 46 | 0% | 46 | EA | HRS | HRS | 0 | 0 | 0 | 0 | 0 | 0
1060 |  |  |  | j: Single Light Watts: 3.68 | 12 | 0% | 12 | EA | HRS | HRS | 0 | 0 | 0 | 0 | 0 | 0
SITE POWER
1061 |  |  |  | Dual EV Charger Station Note: EV Charger Provided By Owner Contractor To provide Power, conduits And Connections. | 2 | 0% | 2 | EA | HRS | HRS | 0 | 0 | 0 | 0 | 0 | 0
1062 |  |  |  | Single EV Charger Station Note: EV Charger Provided By Owner Contractor To provide Power, conduits And Connections. | 2 | 0% | 2 | EA | HRS | HRS | 0 | 0 | 0 | 0 | 0 | 0
1063 |  |  |  | LCP Lighting Control Panel | 1 | 0% | 1 | EA | HRS | HRS | 0 | 0 | 0 | 0 | 0 | 0
1064 |  |  |  | Site Junction Box | 1 | 0% | 1 | EA | HRS | HRS | 0 | 0 | 0 | 0 | 0 | 0
1065 |  |  |  | UGE Underground Electrical Line | 1249 | 10% | 1373.9 | FT | HRS | HRS | 0 | 0 | 0 | 0 | 0 | 0
1066 |  |  |  | 3/4" PVC Conduits | 7200 | 10% | 7920 | FT | HRS | HRS | 0 | 0 | 0 | 0 | 0 | 0
1067 |  |  |  | #12 AWG Wiring | 21600 | 10% | 23760 | FT | HRS | HRS | 0 | 0 | 0 | 0 | 0 | 0
|  |  |  | Subtotal (Utilities) | [5 empty] | 0 |  |  |  | 0 | 0 |  | 0
SUB TOTAL | [15 empty] | 0 | 0
OVERHEAD AND PROFIT | [11 empty] | 25% |  |  |  | 0 | 0
TOTAL BASE BID | [15 empty] | 0 | 0
General Notes: The prices used while preparing the estimate were taken from RSMeans online i.e. the standard pricing & the company is not responsible for any kind of variations in the prices. So, it is preferred to review the prices.

## GENERAL SUMMARY
GENERAL SUMMARY
Prepared For: | SAMPLE ESTIMATE COMPLETE GC
Project ID:
Scope:
No. Of Floors:
Date |  | 2025-01-23
DIVISION NO | DESCRIPTION |  | LABOR Hours | MATERIAL COST | LABOR COST | SUBTOTAL
10000 | GENERAL REQUIRMENTS |  | 0 | 0 | 0 | 0
20000 | EXISTING CONDITIONS |  | 0 | 0 | 0 | 0
30000 | CONCRETE |  | 0 | 0 | 0 | 0
40000 | MASONRY |  | 0 | 0 | 0 | 0
50000 | METAL |  | 0 | 0 | 0 | 0
60000 | WOOD AND PLASTIC |  | 0 | 0 | 0 | 0
70000 | THERMAL AND MOISTURE PROTECTION |  | 0 | 0 | 0 | 0
80000 | OPENINGS |  | 0 | 0 | 0 | 0
90000 | FINISHES |  | 0 | 0 | 0 | 0
100000 | SPECIALITIES |  | 0 | 0 | 0 | 0
110000 | EQUIPMENTS |  | 0 | 0 | 0 | 0
120000 | FURNISHINGS |  | 0 | 0 | 0 | 0
140000 | CONVEYING SYSTEM |  | 0 | 0 | 0 | 0
210000 | FIRE SUPPRESSION SYSTEM |  | 0 | 0 | 0 | 0
220000 | PLUMBING |  | 0 | 0 | 0 | 0
230000 | MECHANICAL |  | 0 | 0 | 0 | 0
260000 | ELECTRICAL |  | 0 | 0 | 0 | 0
270000 | COMMUNICATIONS |  | 0 | 0 | 0 | 0
280000 | ELECTRONIC SAFETY & SECURITY |  | 0 | 0 | 0 | 0
310000 | EARTHWORK |  | 0 | 0 | 0 | 0
320000 | EXTERIOR IMPROVEMENTS |  | 0 | 0 | 0 | 0
330000 | UTILITIES |  | 0 | 0 | 0 | 0
SUB TOTAL |  |  | HRS | 0 | 0 | 0
OVERHEAD AND PROFIT |  | 25% |  |  | 0 | 0
TOTAL BASE BID | [5 empty] | 0