## TAKEOFF BREAKDOWN
DETAILED BREAKDOWN OF ITEMS
CLIENT'S INFORMATION
CONTACT:
COMPANY:
E-MAIL ADDRESS:
PHONE NUMBER:
PROJECT ID: SAMPLE ESTIMATE COMPLETE GC
2025-01-23
ITEM # | DWG. # | DETAIL # | CSI # | DESCRIPTION | QTY. | WASTE | QTY. W/ WASTE | UNIT | UNIT MANHOUR | TOTAL HOURS | HOURLY WAGE | UNIT COST (MATERIAL) | UNIT COST (LAB. + EQUIP.) | TOTAL COST (MATERIAL) | TOTAL COST (LAB. + EQUIP.) | ITEM COST | TRADE COST
|  |  | 10000 | DIVISION 01 - GENERAL REQUIRMENTS
1 |  |  |  | Mobilization & Demobilization | 1 | 0% | 1 | LS | HRS | HRS | 0 | 0 | 0 | 0 | 0 | 0
2 |  |  |  | Bond & Insurance | 1 | 0% | 1 | LS | HRS | HRS | 0 | 0 | 0 | 0 | 0 | 0
3 |  |  |  | Project Supervision & Project Management | 1 | 0% | 1 | LS | HRS | HRS | 0 | 0 | 0 | 0 | 0 | 0
4 |  |  |  | Submittals, Samples, Shop Drawings, Site Safety Plans Etc. | 1 | 0% | 1 | LS | HRS | HRS | 0 | 0 | 0 | 0 | 0 | 0
5 |  |  |  | Project Schedule | 1 | 0% | 1 | LS | HRS | HRS | 0 | 0 | 0 | 0 | 0 | 0
6 |  |  |  | Temporary Facilities & Controls | 1 | 0% | 1 | LS | HRS | HRS | 0 | 0 | 0 | 0 | 0 | 0
7 |  |  |  | Closeout Procedures | 1 | 0% | 1 | LS | HRS | HRS | 0 | 0 | 0 | 0 | 0 | 0
8 |  |  |  | Office Overhaed | 1 | 0% | 1 | LS | HRS | HRS | 0 | 0 | 0 | 0 | 0 | 0
9 |  |  |  | Permits | 1 | 0% | 1 | LS | HRS | HRS | 0 | 0 | 0 | 0 | 0 | 0
|  |  |  | Subtotal (General Requirments) | [5 empty] | 0 |  |  |  | 0 | 0 |  | 0
|  |  | 20000 | DIVISION 02 - EXISTING CONSTRUCTION
DEMOLITION OF ARCHITECTURAL
10 |  |  |  | Remove Existing Walls And Remove Outlets And Switchs | 153.32 | 10% | 168.652 | FT | HRS | HRS | 0 | 0 | 0 | 0 | 0 | 0
11 |  |  |  | Existing Wood Floor To Be Removed | 1753.83 | 10% | 1929.213 | SF | HRS | HRS | 0 | 0 | 0 | 0 | 0 | 0
12 |  |  |  | Remove Water Proofing Tile | 336.27 | 10% | 369.897 | SF | HRS | HRS | 0 | 0 | 0 | 0 | 0 | 0
13 |  |  |  | Remove Thresholds | 12 | 10% | 13.2 | FT | HRS | HRS | 0 | 0 | 0 | 0 | 0 | 0
14 |  |  |  | Remove Interior Door And Frame | 11 | 0% | 11 | EA | HRS | HRS | 0 | 0 | 0 | 0 | 0 | 0
15 |  |  |  | Remove Counter Top | 54.94 | 10% | 60.434 | SF | HRS | HRS | 0 | 0 | 0 | 0 | 0 | 0
16 |  |  |  | Remove Interior Door And Existing Frame To Be Remain | 8 | 0% | 8 | EA | HRS | HRS | 0 | 0 | 0 | 0 | 0 | 0
17 |  |  |  | Remove Backsplash | 25.62 | 10% | 28.182 | FT | HRS | HRS | 0 | 0 | 0 | 0 | 0 | 0
18 |  |  |  | Remove Lower Cabients | 25.74 | 10% | 28.314 | FT | HRS | HRS | 0 | 0 | 0 | 0 | 0 | 0
19 |  |  |  | Remove Upper Cabients | 25.74 | 10% | 28.314 | FT | HRS | HRS | 0 | 0 | 0 | 0 | 0 | 0
20 |  |  |  | Remove Closet | 15.3 | 10% | 16.83 | FT | HRS | HRS | 0 | 0 | 0 | 0 | 0 | 0
21 |  |  |  | Remove Cabients And Closet | 16.47 | 10% | 18.117 | FT | HRS | HRS | 0 | 0 | 0 | 0 | 0 | 0
22 |  |  |  | Remove Existing Carpeting, Padding | 18.86 | 10% | 20.746 | SF | HRS | HRS | 0 | 0 | 0 | 0 | 0 | 0
23 |  |  |  | Remove Wall Covering | 110 | 10% | 121 | SF | HRS | HRS | 0 | 0 | 0 | 0 | 0 | 0
DEMOLITION OF ELECTRICAL
24 |  |  |  | Remove Light Fixtures | 12 | 0% | 12 | EA | HRS | HRS | 0 | 0 | 0 | 0 | 0 | 0
25 |  |  |  | Remove Outlet And Switches | 4 | 0% | 4 | EA | HRS | HRS | 0 | 0 | 0 | 0 | 0 | 0
26 |  |  |  | Existing Panel To Be Remove And Replaced | 2 | 0% | 2 | EA | HRS | HRS | 0 | 0 | 0 | 0 | 0 | 0
27 |  |  |  | Remove Linear Lighting Fixtures | 12 | 10% | 13.2 | FT | HRS | HRS | 0 | 0 | 0 | 0 | 0 | 0
28 |  |  |  | Remove The Wiring And Cap Back To Source | 1 | 0% | 1 | LS | HRS | HRS | 0 | 0 | 0 | 0 | 0 | 0
EQUIPMENT DEMOLITION
29 |  |  |  | Refrigerator To Be Removed | 1 | 0% | 1 | EA | HRS | HRS | 0 | 0 | 0 | 0 | 0 | 0
30 |  |  |  | Remove Dishwasher | 1 | 0% | 1 | EA | HRS | HRS | 0 | 0 | 0 | 0 | 0 | 0
31 |  |  |  | Remove Range | 1 | 0% | 1 | EA | HRS | HRS | 0 | 0 | 0 | 0 | 0 | 0
32 |  |  |  | Remove Sink | 1 | 0% | 1 | EA | HRS | HRS | 0 | 0 | 0 | 0 | 0 | 0
33 |  |  |  | Relocate Refrigerator With Ice Maker | 1 | 0% | 1 | EA | HRS | HRS | 0 | 0 | 0 | 0 | 0 | 0
34 |  |  |  | Relocate Range | 1 | 0% | 1 | EA | HRS | HRS | 0 | 0 | 0 | 0 | 0 | 0
35 |  |  |  | Relocate DW Dishwasher | 1 | 0% | 1 | EA | HRS | HRS | 0 | 0 | 0 | 0 | 0 | 0
36 |  |  |  | Relocate Kitchen Sink | 1 | 0% | 1 | EA | HRS | HRS | 0 | 0 | 0 | 0 | 0 | 0
CEILING DEMOLITION
37 |  |  |  | Remove Existing Ceiling | 615 | 10% | 676.5 | SF | HRS | HRS | 0 | 0 | 0 | 0 | 0 | 0
|  |  |  | Subtotal (Existing Construction) | [5 empty] | 0 |  |  |  | 0 | 0 |  | 0
|  |  | 30000 | DIVISION 03 - CONCRETE
CONCRETE COLUMN
38 |  |  |  | Concrete Column Size: 2.2 SF Reinforcement : 12 # 5 Vertical Bars #3 @ 8'' O.C Ties # 3 HP @ 8'' O.C | 1.9653 | 10% | 2.1619 | CY | HRS | HRS | 0 | 0 | 0 | 0 | 0 | 0
39 |  |  |  | Formwork : 8.2' x Length | 197.784 | 10% | 217.5624 | SF | HRS | HRS | 0 | 0 | 0 | 0 | 0 | 0
40 |  |  |  | Concrete Column Size: 1.72 SF Reinforcement : 14 # 6 Vertical Bars #3 @ 8'' O.C Ties # 3 HP @ 8'' O.C | 1.1473 | 10% | 1.262 | CY | HRS | HRS | 0 | 0 | 0 | 0 | 0 | 0
41 |  |  |  | Formwork : 6.25' x Length | 112.5 | 10% | 123.75 | SF | HRS | HRS | 0 | 0 | 0 | 0 | 0 | 0
42 |  |  |  | Concrete Column Size: 14''x16'' Reinforcement : 6 #7 Vertical Bar # 3 @ 12'' O.C Ties # 3 HP @ 8'' O.C | 1.3804 | 10% | 1.5185 | CY | HRS | HRS | 0 | 0 | 0 | 0 | 0 | 0
43 |  |  |  | Formwork : 5' x Length | 120 | 10% | 132 | SF | HRS | HRS | 0 | 0 | 0 | 0 | 0 | 0
44 |  |  |  | Concrete Column Size: 9''x24'' Reinforcement : 8#6 (2S-4L) #3 @ 8'' Stirrups | 0.33167 | 10% | 0.36483 | CY | HRS | HRS | 0 | 0 | 0 | 0 | 0 | 0
45 |  |  |  | Formwork: 5.5 x Length | 32.835 | 10% | 36.1185 | SF | HRS | HRS | 0 | 0 | 0 | 0 | 0 | 0
46 |  |  |  | Concrete Column Size: 2.3 SF Reinforcement : 12 # 5 Vertical Bars # 3 @ 8'' O.C ties #3 HP @ 8'' O.C | 4.2661 | 10% | 4.6927 | CY | HRS | HRS | 0 | 0 | 0 | 0 | 0 | 0
47 |  |  |  | Formwork : 8.5' X Length | 425.68 | 10% | 468.248 | SF | HRS | HRS | 0 | 0 | 0 | 0 | 0 | 0
48 |  |  |  | Concrete Column Size: 2.67 SF Reinforcement : 10 # 6 Vertical Bars #3 @ 8'' O.C Ties # 3 HP @ 8'' O.C | 2.3803 | 10% | 2.6183 | CY | HRS | HRS | 0 | 0 | 0 | 0 | 0 | 0
49 |  |  |  | Formwork : 6.80' x Length | 163.2 | 10% | 179.52 | SF | HRS | HRS | 0 | 0 | 0 | 0 | 0 | 0
50 |  |  |  | Concrete Column Size: 7.625''x45.625'' Reinforcement : 12 # 5 Vertical Bar #3 @ 8'' O.C Ties #3 HP @ 8'' O.C | 2.3248 | 10% | 2.5573 | CY | HRS | HRS | 0 | 0 | 0 | 0 | 0 | 0
51 |  |  |  | Formwork : 8.875' X Length | 214.1538 | 10% | 235.5691 | SF | HRS | HRS | 0 | 0 | 0 | 0 | 0 | 0
52 |  |  |  | Concrete Column Size: 12''x24'' Reinforcement : 8#7 Vertical Bar #3 @ 12'' O.C Ties | 1.7904 | 10% | 1.9694 | CY | HRS | HRS | 0 | 0 | 0 | 0 | 0 | 0
53 |  |  |  | Formwork : 6' x Length | 144 | 10% | 158.4 | SF | HRS | HRS | 0 | 0 | 0 | 0 | 0 | 0
54 |  |  |  | Concrete Column Size: 10''x24'' Reinforcement : 8 #6 Vertical Bars #3 @ 10'' O.C Ties | 2.4681 | 10% | 2.715 | CY | HRS | HRS | 0 | 0 | 0 | 0 | 0 | 0
55 |  |  |  | Formwork: 6.667'x Length | 267.1467 | 10% | 293.8614 | SF | HRS | HRS | 0 | 0 | 0 | 0 | 0 | 0
56 |  |  |  | Concrete Column Size: 12''x52'' Reinforcement : 14 # 8 Vertical Bars #3 @ 12'' O.C Ties | 7.7395 | 10% | 8.5134 | CY | HRS | HRS | 0 | 0 | 0 | 0 | 0 | 0
57 |  |  |  | Formwork : 128'' x Length | 514.7894 | 10% | 566.2684 | SF | HRS | HRS | 0 | 0 | 0 | 0 | 0 | 0
58 |  |  |  | Concrete Column Size: 12''x28-5/8'' Reinforcement : 8 # 6 Vertical Bar # 3 @ 12'' O.C Ties | 1.9538 | 10% | 2.1492 | CY | HRS | HRS | 0 | 0 | 0 | 0 | 0 | 0
59 |  |  |  | FormWork: 6.667' x Length | 146.674 | 10% | 161.3414 | SF | HRS | HRS | 0 | 0 | 0 | 0 | 0 | 0
60 |  |  |  | Concrete Column Size: 2.52 SF Reinforcement : 16 # 5 Vertical Bars # 3 @ 8'' O.C ties #3 HP @ 8'' O.C | 1.1209 | 10% | 1.233 | CY | HRS | HRS | 0 | 0 | 0 | 0 | 0 | 0
61 |  |  |  | Formwork : 9.15' X Length | 109.8 | 10% | 120.78 | SF | HRS | HRS | 0 | 0 | 0 | 0 | 0 | 0
62 |  |  |  | Concrete Column Size: 7.625''x 24'' Reinforcement : 10 # 5 Vertical Bar #3 @ 12'' O..C Ties # 3 HP @ 8'' O.C | 3.1685 | 10% | 3.4853 | CY | HRS | HRS | 0 | 0 | 0 | 0 | 0 | 0
63 |  |  |  | Formwork: 5.3' X Length | 339.889 | 10% | 373.8779 | SF | HRS | HRS | 0 | 0 | 0 | 0 | 0 | 0
64 |  |  |  | Concrete Column Size: 10''x 36'' Reinforcement : 12 # 6 Vertical Bar #3 @ 12'' O..C Ties # 3 HP @ 8'' O.C | 1.3003 | 10% | 1.4304 | CY | HRS | HRS | 0 | 0 | 0 | 0 | 0 | 0
65 |  |  |  | Formwork: 7.667' X Length | 108.1047 | 10% | 118.9152 | SF | HRS | HRS | 0 | 0 | 0 | 0 | 0 | 0
66 |  |  |  | Concrete Column Size: 2.68 SF Reinforcement : 14 # 5 Vertical Bars #3 @ 8'' O.C Ties # 3 HP @ 8'' O.C | 4.9788 | 10% | 5.4767 | CY | HRS | HRS | 0 | 0 | 0 | 0 | 0 | 0
67 |  |  |  | Formwork : 9.7' x Length | 486.552 | 10% | 535.2072 | SF | HRS | HRS | 0 | 0 | 0 | 0 | 0 | 0
68 |  |  |  | Concrete Column Size: 2.32 SF Reinforcement : 14 # 5 Vertical Bars #3 @ 8'' O.C Ties # 3 HP @ 8'' O.C | 1.2038 | 10% | 1.3242 | CY | HRS | HRS | 0 | 0 | 0 | 0 | 0 | 0
69 |  |  |  | Formwork : 8.50' x Length | 119 | 10% | 130.9 | SF | HRS | HRS | 0 | 0 | 0 | 0 | 0 | 0
70 |  |  |  | Concrete Column Size: 1.9 SF Reinforcement : 12 # 5 Vertical Bars #3 @ 8'' O.C Ties # 3 HP @ 8'' O.C | 3.5319 | 10% | 3.8851 | CY | HRS | HRS | 0 | 0 | 0 | 0 | 0 | 0
71 |  |  |  | Formwork : 7.250' x Length | 363.95 | 10% | 400.345 | SF | HRS | HRS | 0 | 0 | 0 | 0 | 0 | 0
72 |  |  |  | Concrete Column Size: 1.2 SF Reinforcement : 12 # 5 Vertical Bars #3 @ 8'' O.C Ties # 3 HP @ 8'' O.C | 2.8538 | 10% | 3.1392 | CY | HRS | HRS | 0 | 0 | 0 | 0 | 0 | 0
73 |  |  |  | Formwork : 5.0' x Length | 320.6 | 10% | 352.66 | SF | HRS | HRS | 0 | 0 | 0 | 0 | 0 | 0
74 |  |  |  | Concrete Column Size: 2.3 SF Reinforcement : 12 # 5 Vertical Bars #3 @ 8'' O.C Ties # 3 HP @ 8'' O.C | 5.4663 | 10% | 6.013 | CY | HRS | HRS | 0 | 0 | 0 | 0 | 0 | 0
75 |  |  |  | Formwork : 8.40' x Length | 539.028 | 10% | 592.9308 | SF | HRS | HRS | 0 | 0 | 0 | 0 | 0 | 0
76 |  |  |  | Concrete Column Size: 3.00 SF Reinforcement : 12 # 6 Vertical Bars #3 @ 8'' O.C Ties # 3 HP @ 8'' O.C | 1.5522 | 10% | 1.7074 | CY | HRS | HRS | 0 | 0 | 0 | 0 | 0 | 0
77 |  |  |  | Formwork : 8.90' x Length | 124.6 | 10% | 137.06 | SF | HRS | HRS | 0 | 0 | 0 | 0 | 0 | 0
78 |  |  |  | Concrete Column Size: 1.45 SF Reinforcement : 10 # 5 Vertical Bars #3 @ 8'' O.C Ties # 3 HP @ 8'' O.C | 2.7794 | 10% | 3.0574 | CY | HRS | HRS | 0 | 0 | 0 | 0 | 0 | 0
79 |  |  |  | Formwork : 5.750' x Length | 287.5 | 10% | 316.25 | SF | HRS | HRS | 0 | 0 | 0 | 0 | 0 | 0
80 |  |  |  | Concrete Column Size: 3.3 SF Reinforcement : 16 # 5 Vertical Bars #3 @ 8'' O.C Ties # 3 HP @ 8'' O.C | 13.2403 | 10% | 14.5644 | CY | HRS | HRS | 0 | 0 | 0 | 0 | 0 | 0
81 |  |  |  | Formwork : 12.0' x Length | 1299.96 | 10% | 1429.956 | SF | HRS | HRS | 0 | 0 | 0 | 0 | 0 | 0
82 |  |  |  | Concrete Column Size: 10''x28'' Reinforcement : 8# 6 Vertical Bars #3 @ 10'' O.C Ties # 3 HP @ 8'' O.C | 1.9991 | 10% | 2.199 | CY | HRS | HRS | 0 | 0 | 0 | 0 | 0 | 0
83 |  |  |  | Formwork : 6.33' x Length | 177.24 | 10% | 194.964 | SF | HRS | HRS | 0 | 0 | 0 | 0 | 0 | 0
84 |  |  |  | Concrete Column Size: 7.625''x28'' Reinforcement : 8# 5 Vertical Bars #3 @ 8'' O.C Ties # 3 HP @ 8'' O.C | 5.7744 | 10% | 6.3518 | CY | HRS | HRS | 0 | 0 | 0 | 0 | 0 | 0
85 |  |  |  | Formwork : 6' x Length | 601.98 | 10% | 662.178 | SF | HRS | HRS | 0 | 0 | 0 | 0 | 0 | 0
86 |  |  |  | Concrete Column Size: 12''x16'' Reinforcement : 6# 6 Vertical Bars #3 @ 10'' O.C Ties # 3 HP @ 8'' O.C | 0.69308 | 10% | 0.76239 | CY | HRS | HRS | 0 | 0 | 0 | 0 | 0 | 0
87 |  |  |  | Formwork : 4.667' x Length | 65.338 | 10% | 71.8718 | SF | HRS | HRS | 0 | 0 | 0 | 0 | 0 | 0
88 |  |  |  | Concrete Column Size: 2.7 SF Reinforcement : 10 # 6 Vertical Bars #3 @ 10'' O.C Ties # 3 HP @ 8'' O.C | 1.409 | 10% | 1.5499 | CY | HRS | HRS | 0 | 0 | 0 | 0 | 0 | 0
89 |  |  |  | Formwork : 8.0' x Length | 112 | 10% | 123.2 | SF | HRS | HRS | 0 | 0 | 0 | 0 | 0 | 0
90 |  |  |  | Concrete Column Size: 1.45 SF Reinforcement : 10 # 5 Vertical Bars #3 @ 10'' O.C Ties # 3 HP @ 8'' O.C | 2.6889 | 10% | 2.9578 | CY | HRS | HRS | 0 | 0 | 0 | 0 | 0 | 0
91 |  |  |  | Formwork : 5.7' x Length | 285 | 10% | 313.5 | SF | HRS | HRS | 0 | 0 | 0 | 0 | 0 | 0
92 |  |  |  | Concrete Column Size: 3.9 SF Reinforcement : 14 # 6 Vertical Bars #3 @ 12'' O.C Ties # 3 HP @ 8'' O.C | 2.0193 | 10% | 2.2213 | CY | HRS | HRS | 0 | 0 | 0 | 0 | 0 | 0
93 |  |  |  | Formwork : 9.9' x Length | 138.6 | 10% | 152.46 | SF | HRS | HRS | 0 | 0 | 0 | 0 | 0 | 0
94 |  |  |  | Concrete Column Size: 13.625''x27.625'' Reinforcement : 10# 6 Vertical Bars #3 @ 12'' O.C Ties # 3 HP @ 8'' O.C | 1.0188 | 10% | 1.1206 | CY | HRS | HRS | 0 | 0 | 0 | 0 | 0 | 0
95 |  |  |  | Formwork : 6.875' x Length | 68.75 | 10% | 75.625 | SF | HRS | HRS | 0 | 0 | 0 | 0 | 0 | 0
96 |  |  |  | Concrete Column Size: 4.85 SF Reinforcement : 22 # 5 Vertical Bars #3 @ 8'' O.C Ties # 3 HP @ 8'' O.C | 3.9644 | 10% | 4.3609 | CY | HRS | HRS | 0 | 0 | 0 | 0 | 0 | 0
97 |  |  |  | Formwork : 15.6' x Length | 341 | 10% | 375.1 | SF | HRS | HRS | 0 | 0 | 0 | 0 | 0 | 0
98 |  |  |  | Concrete Column Size: 10''x52'' Reinforcement : 20 # 6 Vertical Bars #3 @ 8'' O.C Ties #3 HP @ 8'' O.C | 4.2714 | 10% | 4.6986 | CY | HRS | HRS | 0 | 0 | 0 | 0 | 0 | 0
99 |  |  |  | Formwork : 10.33' x Length: | 330.56 | 10% | 363.616 | SF | HRS | HRS | 0 | 0 | 0 | 0 | 0 | 0
100 |  |  |  | Concrete Column Size: 7.625''x52'' Reinforcement : 16 # 6 Vertical Bars #3 @ 8'' O.C Ties #3 HP @ 8'' O.C | 0.91457 | 10% | 1.006 | CY | HRS | HRS | 0 | 0 | 0 | 0 | 0 | 0
101 |  |  |  | Formwork : 11' x Length: | 94.05 | 10% | 103.455 | SF | HRS | HRS | 0 | 0 | 0 | 0 | 0 | 0
102 |  |  |  | Concrete Column Size: 11.625''x72'' Reinforcement : 18 # 6 Vertical Bars #3 @ 8'' O.C Ties #3 HP @ 8'' O.C | 3.9956 | 10% | 4.3951 | CY | HRS | HRS | 0 | 0 | 0 | 0 | 0 | 0
103 |  |  |  | Formwork : 14' x Length: | 252 | 10% | 277.2 | SF | HRS | HRS | 0 | 0 | 0 | 0 | 0 | 0
104 |  |  |  | Concrete Column Size: 2.4 SF Reinforcement : 12 # 6 Vertical Bars #3 @ 8'' O.C Ties # 3 HP @ 8'' O.C | 1.4071 | 10% | 1.5478 | CY | HRS | HRS | 0 | 0 | 0 | 0 | 0 | 0
105 |  |  |  | Formwork : 7.7' x Length | 123.2 | 10% | 135.52 | SF | HRS | HRS | 0 | 0 | 0 | 0 | 0 | 0
106 |  |  |  | Concrete Column Size: 2.4 SF Reinforcement : 22 # 5 Vertical Bars #3 @ 8'' O.C Ties # 3 HP @ 8'' O.C | 0.38933 | 10% | 0.42827 | CY | HRS | HRS | 0 | 0 | 0 | 0 | 0 | 0
107 |  |  |  | Formwork : 7.7' x Length | 33.88 | 10% | 37.268 | SF | HRS | HRS | 0 | 0 | 0 | 0 | 0 | 0
108 |  |  |  | Concrete Column Size: 12''x36'' Reinforcement : 12 # 8 Vertical Bars #3 @ 12'' O.C Ties #3 HP @ 8'' O.C | 1.7778 | 10% | 1.9556 | CY | HRS | HRS | 0 | 0 | 0 | 0 | 0 | 0
109 |  |  |  | Formwork : 8' x Length: | 128 | 10% | 140.8 | SF | HRS | HRS | 0 | 0 | 0 | 0 | 0 | 0
110 |  |  |  | Concrete Column Size: 16''x18'' Reinforcement : 10 # 7 Vertical Bars #3 @ 12'' O.C Ties #3 HP @ 8'' O.C : | 1.0396 | 10% | 1.1436 | CY | HRS | HRS | 0 | 0 | 0 | 0 | 0 | 0
111 |  |  |  | Formwork : 5.667' x Length | 79.338 | 10% | 87.2718 | SF | HRS | HRS | 0 | 0 | 0 | 0 | 0 | 0
112 |  |  |  | Concrete Column Size: 24''x48'' Reinforcement : 20 # 7 Vertical Bars #3 @ 12'' O.C Ties #3 HP @ 8'' O.C | 5.3422 | 10% | 5.8764 | CY | HRS | HRS | 0 | 0 | 0 | 0 | 0 | 0
113 |  |  |  | Formwork : 12' x Length: | 216 | 10% | 237.6 | SF | HRS | HRS | 0 | 0 | 0 | 0 | 0 | 0
114 |  |  |  | Concrete Column Size: 1.3 SF Reinforcement : 12 # 5 Vertical Bars #3 @ 8'' O.C Ties #3 HP @ 8'' O.C | 3.8591 | 10% | 4.245 | CY | HRS | HRS | 0 | 0 | 0 | 0 | 0 | 0
115 |  |  |  | Formwork : 5.5' x Length: | 440 | 10% | 484 | SF | HRS | HRS | 0 | 0 | 0 | 0 | 0 | 0
116 |  |  |  | Concrete Column Size: 1.25 SF Reinforcement : 12 # 5 Vertical Bars #3 @ 8'' O.C Ties #3 HP @ 8'' O.C | 1.8583 | 10% | 2.0442 | CY | HRS | HRS | 0 | 0 | 0 | 0 | 0 | 0
117 |  |  |  | Formwork : 5.15' x Length: | 206 | 10% | 226.6 | SF | HRS | HRS | 0 | 0 | 0 | 0 | 0 | 0
118 |  |  |  | Concrete Column Size: 1.4 SF Reinforcement : 12 # 5 Vertical Bars #3 @ 8'' O.C Ties #3 HP @ 8'' O.C | 2.0824 | 10% | 2.2906 | CY | HRS | HRS | 0 | 0 | 0 | 0 | 0 | 0
119 |  |  |  | Formwork : 5.6' x Length: | 224 | 10% | 246.4 | SF | HRS | HRS | 0 | 0 | 0 | 0 | 0 | 0
120 |  |  |  | Concrete Column Size: 5.625''x16'' Reinforcement : 6 # 6 Vertical Bars #3 @ 8'' O.C Ties #3 HP @ 8'' O.C | 18.9333 | 10% | 20.8266 | CY | HRS | HRS | 0 | 0 | 0 | 0 | 0 | 0
121 |  |  |  | Formwork : 3.6' x Length: | 2764.8 | 10% | 3041.28 | SF | HRS | HRS | 0 | 0 | 0 | 0 | 0 | 0
122 |  |  |  | Concrete Column Size: 10''x18'' Reinforcement : 6 # 6 Vertical Bars #3 @ 10'' O.C Ties #3 HP @ 8'' O.C | 2.597 | 10% | 2.8567 | CY | HRS | HRS | 0 | 0 | 0 | 0 | 0 | 0
123 |  |  |  | Formwork : 4.667' x Length: | 261.352 | 10% | 287.4872 | SF | HRS | HRS | 0 | 0 | 0 | 0 | 0 | 0
CONCRETE FOOTING 7000PSI
124 |  |  |  | Concrete Isolated Footing Size: 3'6''x3'6''x16'' Reinforcement : 5#4 Top & Bottom Each Way | 1.2069 | 10% | 1.3275 | CY | HRS | HRS | 0 | 0 | 0 | 0 | 0 | 0
125 |  |  |  | FormWork : 14'x1.33' | 37.24 | 10% | 40.964 | SF | HRS | HRS | 0 | 0 | 0 | 0 | 0 | 0
126 |  |  |  | Termite (Code: 1816 FBC B2020) | 48.65 | 10% | 53.515 | SF | HRS | HRS | 0 | 0 | 0 | 0 | 0 | 0
127 |  |  |  | Concrete Isolated Footing Size: 4'x4'x16'' Reinforcement : 5#5 Top & Bottom Each Way | 1.5763 | 10% | 1.7339 | CY | HRS | HRS | 0 | 0 | 0 | 0 | 0 | 0
128 |  |  |  | FormWork : 16'x1.33' | 42.56 | 10% | 46.816 | SF | HRS | HRS | 0 | 0 | 0 | 0 | 0 | 0
129 |  |  |  | Termite (Code: 1816 FBC B2020) | 117.12 | 10% | 128.832 | SF | HRS | HRS | 0 | 0 | 0 | 0 | 0 | 0
130 |  |  |  | Concrete Isolated Footing Size: 7'x3.6'''x1.667' Reinforcement : 9#6 Top & Bottom Each Way | 1.2069 | 10% | 1.3275 | CY | HRS | HRS | 0 | 0 | 0 | 0 | 0 | 0
131 |  |  |  | FormWork : 21'x1.667' | 35.0007 | 10% | 38.5008 | SF | HRS | HRS | 0 | 0 | 0 | 0 | 0 | 0
132 |  |  |  | Termite (Code: 1816 FBC B2020) | 59.5 | 10% | 65.45 | SF | HRS | HRS | 0 | 0 | 0 | 0 | 0 | 0
133 |  |  |  | Concrete Isolated Footing Size: 4'6''x4'6''x16'' Reinforcement : 5#5 Top & Bottom Each Way | 2.9925 | 10% | 3.2918 | CY | HRS | HRS | 0 | 0 | 0 | 0 | 0 | 0
134 |  |  |  | FormWork : 18'x1.33' | 71.82 | 10% | 79.002 | SF | HRS | HRS | 0 | 0 | 0 | 0 | 0 | 0
135 |  |  |  | Termite (Code: 1816 FBC B2020) | 268.5 | 10% | 295.35 | SF | HRS | HRS | 0 | 0 | 0 | 0 | 0 | 0
136 |  |  |  | Concrete Isolated Footing Size: 4'6''x4'6''x16'' Reinforcement : 5#5 Top & Bottom Each Way | 0.9975 | 10% | 1.0973 | CY | HRS | HRS | 0 | 0 | 0 | 0 | 0 | 0
137 |  |  |  | FormWork : 18'x1.33' | 23.94 | 10% | 26.334 | SF | HRS | HRS | 0 | 0 | 0 | 0 | 0 | 0
138 |  |  |  | Termite (Code: 1816 FBC B2020) | 41.5 | 10% | 45.65 | SF | HRS | HRS | 0 | 0 | 0 | 0 | 0 | 0
139 |  |  |  | Concrete Isolated Footing Size: 5'0''x5'0''x18'' Reinforcement : 6#5 Top & Bottom Each Way | 5.5556 | 10% | 6.1111 | CY | HRS | HRS | 0 | 0 | 0 | 0 | 0 | 0
140 |  |  |  | FormWork : 20'x1.5' | 120 | 10% | 132 | SF | HRS | HRS | 0 | 0 | 0 | 0 | 0 | 0
141 |  |  |  | Termite (Code: 1816 FBC B2020) | 220 | 10% | 242 | SF | HRS | HRS | 0 | 0 | 0 | 0 | 0 | 0
142 |  |  |  | Concrete Isolated Footing Size: 5'6''x5'6''x20'' Reinforcement : 5#6 Top & Bottom Each Way | 5.603 | 10% | 6.1633 | CY | HRS | HRS | 0 | 0 | 0 | 0 | 0 | 0
143 |  |  |  | FormWork : 22'x1.667' | 66.5001 | 10% | 73.1501 | SF | HRS | HRS | 0 | 0 | 0 | 0 | 0 | 0
144 |  |  |  | Termite (Code: 1816 FBC B2020) | 191.022 | 10% | 210.1242 | SF | HRS | HRS | 0 | 0 | 0 | 0 | 0 | 0
145 |  |  |  | Concrete Isolated Footing Size: 6'x6'x1.83' Reinforcement : 5#5 Top & Bottom Each Way | 21.96 | 10% | 24.156 | CY | HRS | HRS | 0 | 0 | 0 | 0 | 0 | 0
146 |  |  |  | FormWork : 24'x1.83' | 395.28 | 10% | 434.808 | SF | HRS | HRS | 0 | 0 | 0 | 0 | 0 | 0
147 |  |  |  | Termite (Code: 1816 FBC B2020) | 719.28 | 10% | 791.208 | SF | HRS | HRS | 0 | 0 | 0 | 0 | 0 | 0
148 |  |  |  | Concrete Isolated Footing Size: 6'x6'x1.83' Reinforcement : 5#5 Top & Bottom Each Way | 2.44 | 10% | 2.684 | CY | HRS | HRS | 0 | 0 | 0 | 0 | 0 | 0
149 |  |  |  | FormWork : 24'x1.83' | 43.92 | 10% | 48.312 | SF | HRS | HRS | 0 | 0 | 0 | 0 | 0 | 0
150 |  |  |  | Termite (Code: 1816 FBC B2020) | 79.92 | 10% | 87.912 | SF | HRS | HRS | 0 | 0 | 0 | 0 | 0 | 0
151 |  |  |  | Concrete Isolated Footing Size: 6'6''x6'6''x2' Reinforcement : 7#6 Top & Bottom Each Way | 25.037 | 10% | 27.5407 | CY | HRS | HRS | 0 | 0 | 0 | 0 | 0 | 0
152 |  |  |  | FormWork : 26'x2' | 416 | 10% | 457.6 | SF | HRS | HRS | 0 | 0 | 0 | 0 | 0 | 0
153 |  |  |  | Termite (Code: 1816 FBC B2020) | 754 | 10% | 829.4 | SF | HRS | HRS | 0 | 0 | 0 | 0 | 0 | 0
154 |  |  |  | Concrete Isolated Footing Size: 7'x7'x2.15' Reinforcement : 8#6 Top & Bottom Each Way | 11.7056 | 10% | 12.8761 | CY | HRS | HRS | 0 | 0 | 0 | 0 | 0 | 0
155 |  |  |  | FormWork : 49'x2.15' | 316.05 | 10% | 347.655 | SF | HRS | HRS | 0 | 0 | 0 | 0 | 0 | 0
156 |  |  |  | Termite (Code: 1816 FBC B2020) | 465 | 10% | 511.5 | SF | HRS | HRS | 0 | 0 | 0 | 0 | 0 | 0
157 |  |  |  | Concrete Isolated Footing Size: 7'6''x7'6''x2.33' Reinforcement : 9#6 Top & Bottom Each Way | 9.7083 | 10% | 10.6792 | CY | HRS | HRS | 0 | 0 | 0 | 0 | 0 | 0
158 |  |  |  | FormWork : 30'x2.333' | 139.8 | 10% | 153.78 | SF | HRS | HRS | 0 | 0 | 0 | 0 | 0 | 0
159 |  |  |  | Termite (Code: 1816 FBC B2020) | 252 | 10% | 277.2 | SF | HRS | HRS | 0 | 0 | 0 | 0 | 0 | 0
160 |  |  |  | Concrete Isolated Footing Size: 8'x8'x2.33' Reinforcement : 10#6 Top & Bottom Each Way | 22.0919 | 10% | 24.301 | CY | HRS | HRS | 0 | 0 | 0 | 0 | 0 | 0
161 |  |  |  | FormWork : 32'x2.33' | 298.24 | 10% | 328.064 | SF | HRS | HRS | 0 | 0 | 0 | 0 | 0 | 0
162 |  |  |  | Termite (Code: 1816 FBC B2020) | 556 | 10% | 611.6 | SF | HRS | HRS | 0 | 0 | 0 | 0 | 0 | 0
163 |  |  |  | Concrete Isolated Footing Size:8'6''x8'6''x2.4' Reinforcement : 12#6 Top & Bottom Each Way | 19.2667 | 10% | 21.1933 | CY | HRS | HRS | 0 | 0 | 0 | 0 | 0 | 0
164 |  |  |  | FormWork : 34'x2.4' | 244.8 | 0 | 244.8
165 |  |  |  | Termite (Code: 1816 FBC B2020) | 461.55 | 0 | 461.55
166 |  |  |  | Concrete Isolated Footing Size: 9'x9'x2.667'' Reinforcement : 14#6 Top & Bottom Each Way | 32.004 | 10% | 35.2044 | CY | HRS | HRS | 0 | 0 | 0 | 0 | 0 | 0
167 |  |  |  | FormWork : 36'x2.667' | 384.048 | 10% | 422.4528 | SF | HRS | HRS | 0 | 0 | 0 | 0 | 0 | 0
168 |  |  |  | Termite (Code: 1816 FBC B2020) | 708 | 10% | 778.8 | SF | HRS | HRS | 0 | 0 | 0 | 0 | 0 | 0
PEDESTAL FOOTING 6000PSI
169 |  |  |  | Pedestal Concrete Footing P2 Height: 11' Size: 20''x20'' Reinforcement : 12 # 6 Vertical Bar # 3 @ 12'' O.C Ties | 1.1414 | 10% | 1.2555 | CY | HRS | HRS | 0 | 0 | 0 | 0 | 0 | 0
170 |  |  |  | Formwork: 6.667' X 11 | 73.337 | 10% | 80.6707 | SF | HRS | HRS | 0 | 0 | 0 | 0 | 0 | 0
171 |  |  |  | Pedestal Concrete Footing Size: 14''x32.625'' Reinforcement : 10#6 Vertical Bars # 3 @ 12'' O.C Ties | 1.712 | 10% | 1.8832 | CY | HRS | HRS | 0 | 0 | 0 | 0 | 0 | 0
172 |  |  |  | Formwork : 8.5'x14' | 119 | 10% | 130.9 | SF | HRS | HRS | 0 | 0 | 0 | 0 | 0 | 0
MAT CONCRETE FOOTING 5000 PSI
173 |  |  |  | MAT Concrete Footing Depth 40'' Reinforcement : # 6 @ 12'' O.C Top & Bootm Short Direction #6 @ 12'' O.C Top Bar In Long Direction #6 @ 4'' O.C Botoom Bar In Long Direction | 27.0593 | 10% | 29.7653 | CY | HRS | HRS | 0 | 0 | 0 | 0 | 0 | 0
174 |  |  |  | Formwork SIZE:43'6''X5' | 323.01 | 10% | 355.311 | SF | HRS | HRS | 0 | 0 | 0 | 0 | 0 | 0
175 |  |  |  | Termite (Code: 1816 FBC B2020) | 534.68 | 10% | 588.148 | SF | HRS | HRS | 0 | 0 | 0 | 0 | 0 | 0
176 |  |  |  | Water Froofing Membrane All Around | 534 | 10% | 587.4 | SF | HRS | HRS | 0 | 0 | 0 | 0 | 0 | 0
177 |  |  |  | MAT Concrete Footing Depth 40'' Reinforcement : # 6 @ 6'' O.C Top & Bootm Short Direction #6 @ 6'' O.C Top Bar In Long Direction #6 @ 6'' O.C Botoom Bar In Long Direction | 66.7418 | 10% | 73.416 | CY | HRS | HRS | 0 | 0 | 0 | 0 | 0 | 0
178 |  |  |  | FormWork : 6.667'x126' | 840.042 | 10% | 924.0462 | SF | HRS | HRS | 0 | 0 | 0 | 0 | 0 | 0
179 |  |  |  | Termite (Code: 1816 FBC B2020) | 1381 | 10% | 1519.1 | SF | HRS | HRS | 0 | 0 | 0 | 0 | 0 | 0
180 |  |  |  | Water Froofing Membrane All Around | 1381 | 10% | 1519.1 | SF | HRS | HRS | 0 | 0 | 0 | 0 | 0 | 0
181 |  |  |  | MAT Concrete Footing Depth 40'' Reinforcement : # 6 @ 6'' O.C Top & Bootm Short Direction #6 @ 6'' O.C Top Bar In Long Direction #6 @ 6'' O.C Botoom Bar In Long Direction | 29.9749 | 10% | 32.9724 | CY | HRS | HRS | 0 | 0 | 0 | 0 | 0 | 0
182 |  |  |  | FormWork : 6.667'x35' | 233.345 | 10% | 256.6795 | SF | HRS | HRS | 0 | 0 | 0 | 0 | 0 | 0
183 |  |  |  | Termite (Code: 1816 FBC B2020) | 476 | 10% | 523.6 | SF | HRS | HRS | 0 | 0 | 0 | 0 | 0 | 0
184 |  |  |  | Water Froofing Membrane All Around | 476 | 10% | 523.6 | SF | HRS | HRS | 0 | 0 | 0 | 0 | 0 | 0
185 |  |  |  | MAT Concrete Footing Depth 40'' Reinforcement : # 6 @ 6'' O.C Top & Bootm Short Direction #6 @ 6'' O.C Top Bar In Long Direction #6 @ 6'' O.C Botoom Bar In Long Direction | 24.6802 | 10% | 27.1483 | CY | HRS | HRS | 0 | 0 | 0 | 0 | 0 | 0
186 |  |  |  | FormWork : 6.667'x28.5' | 190.0095 | 10% | 209.0104 | SF | HRS | HRS | 0 | 0 | 0 | 0 | 0 | 0
187 |  |  |  | Termite : 13.667x28.5'+SF | 390 | 10% | 429 | SF | HRS | HRS | 0 | 0 | 0 | 0 | 0 | 0
188 |  |  |  | Water Froofing Membrane All Around | 390 | 10% | 429 | SF | HRS | HRS | 0 | 0 | 0 | 0 | 0 | 0
189 |  |  |  | MAT Concrete Footing Depth 40'' Reinforcement : # 6 @ 6'' O.C Top & Bootm Short Direction #6 @ 8'' O.C Top Bar In Long Direction #6 @ 6'' O.C Botoom Bar In Long Direction | 28.046 | 10% | 30.8506 | CY | HRS | HRS | 0 | 0 | 0 | 0 | 0 | 0
190 |  |  |  | FormWork : 6.667'x32.5' | 216.6775 | 10% | 238.3452 | SF | HRS | HRS | 0 | 0 | 0 | 0 | 0 | 0
191 |  |  |  | Termite (Code: 1816 FBC B2020) | 443 | 10% | 487.3 | SF | HRS | HRS | 0 | 0 | 0 | 0 | 0 | 0
192 |  |  |  | Water Froofing Membrane All Around | 443 | 10% | 487.3 | SF | HRS | HRS | 0 | 0 | 0 | 0 | 0 | 0
193 |  |  |  | MAT Concrete Footing Depth 40'' Reinforcement : # 6 @ 6'' O.C Top & Bootm Short Direction #6 @ 7'' O.C Top Bar In Long Direction #6 @ 6'' O.C Botoom Bar In Long Direction | 25.699 | 10% | 28.2689 | CY | HRS | HRS | 0 | 0 | 0 | 0 | 0 | 0
194 |  |  |  | FormWork : 6.667'x29.667' | 197.7899 | 10% | 217.5689 | SF | HRS | HRS | 0 | 0 | 0 | 0 | 0 | 0
195 |  |  |  | Termite (Code: 1816 FBC B2020) | 406 | 10% | 446.6 | SF | HRS | HRS | 0 | 0 | 0 | 0 | 0 | 0
196 |  |  |  | Water Froofing Membrane All Around | 406 | 10% | 446.6 | SF | HRS | HRS | 0 | 0 | 0 | 0 | 0 | 0
197 |  |  |  | MAT Concrete Footing Depth 40'' Reinforcement : # 6 @ 6'' O.C Top & Bootm Short Direction #6 @ 9'' O.C Top Bar In Long Direction #6 @ 6'' O.C Botoom Bar In Long Direction | 31.228 | 10% | 34.3508 | CY | HRS | HRS | 0 | 0 | 0 | 0 | 0 | 0
198 |  |  |  | FormWork : 3.33x86.5' | 288.045 | 10% | 316.8495 | SF | HRS | HRS | 0 | 0 | 0 | 0 | 0 | 0
199 |  |  |  | Termite (Code: 1816 FBC B2020) | 541 | 10% | 595.1 | SF | HRS | HRS | 0 | 0 | 0 | 0 | 0 | 0
200 |  |  |  | Water Froofing Membrane All Around | 541 | 10% | 595.1 | SF | HRS | HRS | 0 | 0 | 0 | 0 | 0 | 0
201 |  |  |  | MAT Concrete Footing Depth 40'' Reinforcement : # 6 @ 6'' O.C Top & Bootm Short Direction #6 @ 6'' O.C Top Bar In Long Direction #6 @ 6'' O.C Botoom Bar In Long Direction | 25.3586 | 10% | 27.8944 | CY | HRS | HRS | 0 | 0 | 0 | 0 | 0 | 0
202 |  |  |  | FormWork : 3.33'x72' | 239.76 | 10% | 263.736 | SF | HRS | HRS | 0 | 0 | 0 | 0 | 0 | 0
203 |  |  |  | Termite (Code: 1816 FBC B2020) | 445 | 10% | 489.5 | SF | HRS | HRS | 0 | 0 | 0 | 0 | 0 | 0
204 |  |  |  | Water Froofing Membrane All Around | 445 | 10% | 489.5 | SF | HRS | HRS | 0 | 0 | 0 | 0 | 0 | 0
205 |  |  |  | MAT Concrete Footing Depth 40'' Reinforcement : # 6 @ 6'' O.C Top & Bootm Short Direction #6 @ 6'' O.C Top Bar In Long Direction #6 @ 6'' O.C Botoom Bar In Long Direction | 28.5122 | 10% | 31.3634 | CY | HRS | HRS | 0 | 0 | 0 | 0 | 0 | 0
206 |  |  |  | FormWork : 3.33'x80' | 266.4 | 10% | 293.04 | SF | HRS | HRS | 0 | 0 | 0 | 0 | 0 | 0
207 |  |  |  | Termite (Code: 1816 FBC B2020) | 498 | 10% | 547.8 | SF | HRS | HRS | 0 | 0 | 0 | 0 | 0 | 0
208 |  |  |  | Water Froofing Membrane All Around | 498 | 10% | 547.8 | SF | HRS | HRS | 0 | 0 | 0 | 0 | 0 | 0
209 |  |  |  | MAT Concrete Footing Depth 40'' Reinforcement : # 6 @ 6'' O.C Top & Bootm Short Direction #6 @ 7'' O.C Top Bar In Long Direction #6 @ 6'' O.C Botoom Bar In Long Direction | 26.6388 | 10% | 29.3026 | CY | HRS | HRS | 0 | 0 | 0 | 0 | 0 | 0
210 |  |  |  | FormWork : 3.33'x75.5' | 251.415 | 10% | 276.5565 | SF | HRS | HRS | 0 | 0 | 0 | 0 | 0 | 0
211 |  |  |  | Termite (Code: 1816 FBC B2020) | 467 | 10% | 513.7 | SF | HRS | HRS | 0 | 0 | 0 | 0 | 0 | 0
212 |  |  |  | Water Froofing Membrane All Around | 467 | 10% | 513.7 | SF | HRS | HRS | 0 | 0 | 0 | 0 | 0 | 0
213 |  |  |  | MAT Concrete Footing Depth 40'' Reinforcement : # 6 @ 6'' O.C Top & Bootm Short Direction #6 @ 7'' O.C Top Bar In Long Direction #6 @ 6'' O.C Botoom Bar In Long Direction | 29.6419 | 10% | 32.6061 | CY | HRS | HRS | 0 | 0 | 0 | 0 | 0 | 0
214 |  |  |  | FormWork : 3.33'x84' | 279.72 | 10% | 307.692 | SF | HRS | HRS | 0 | 0 | 0 | 0 | 0 | 0
215 |  |  |  | Termite (Code: 1816 FBC B2020) | 520 | 10% | 572 | SF | HRS | HRS | 0 | 0 | 0 | 0 | 0 | 0
216 |  |  |  | Water Froofing Membrane All Around | 520 | 10% | 572 | SF | HRS | HRS | 0 | 0 | 0 | 0 | 0 | 0
217 |  |  |  | MAT Concrete Footing Depth 40'' Reinforcement : # 6 @ 6'' O.C Top & Bootm Short Direction #6 @ 7'' O.C Top Bar In Long Direction #6 @ 6'' O.C Botoom Bar In Long Direction | 25.4153 | 10% | 27.9568 | CY | HRS | HRS | 0 | 0 | 0 | 0 | 0 | 0
218 |  |  |  | FormWork : 3.33'x74' | 246.42 | 10% | 271.062 | SF | HRS | HRS | 0 | 0 | 0 | 0 | 0 | 0
219 |  |  |  | Termite (Code: 1816 FBC B2020) | 452 | 10% | 497.2 | SF | HRS | HRS | 0 | 0 | 0 | 0 | 0 | 0
220 |  |  |  | Water Froofing Membrane All Around | 452 | 10% | 497.2 | SF | HRS | HRS | 0 | 0 | 0 | 0 | 0 | 0
221 |  |  |  | MAT Concrete Footing Depth 40'' Reinforcement : # 6 @ 6'' O.C Top & Bootm Short Direction #6 @ 7'' O.C Top Bar In Long Direction #6 @ 6'' O.C Botoom Bar In Long Direction | 29.1017 | 10% | 32.0119 | CY | HRS | HRS | 0 | 0 | 0 | 0 | 0 | 0
222 |  |  |  | FormWork : 3.33'x82' | 273.06 | 10% | 300.366 | SF | HRS | HRS | 0 | 0 | 0 | 0 | 0 | 0
223 |  |  |  | Termite (Code: 1816 FBC B2020) | 509 | 10% | 559.9 | SF | HRS | HRS | 0 | 0 | 0 | 0 | 0 | 0
224 |  |  |  | Water Froofing Membrane All Around | 509 | 10% | 559.9 | SF | HRS | HRS | 0 | 0 | 0 | 0 | 0 | 0
225 |  |  |  | MAT Concrete Footing Depth 40'' Reinforcement : # 6 @ 6'' O.C Top & Bootm Short Direction #6 @ 6'' O.C Top Bar In Long Direction #6 @ 6'' O.C Botoom Bar In Long Direction | 10.4661 | 10% | 11.5127 | CY | HRS | HRS | 0 | 0 | 0 | 0 | 0 | 0
226 |  |  |  | FormWork : 3.33'x40' | 133.2 | 10% | 146.52 | SF | HRS | HRS | 0 | 0 | 0 | 0 | 0 | 0
227 |  |  |  | Termite (Code: 1816 FBC B2020) | 218 | 10% | 239.8 | SF | HRS | HRS | 0 | 0 | 0 | 0 | 0 | 0
228 |  |  |  | Water Froofing Membrane All Around | 218 | 10% | 239.8 | SF | HRS | HRS | 0 | 0 | 0 | 0 | 0 | 0
229 |  |  |  | MAT Concrete Footing Depth 40'' Reinforcement : # 6 @ 6'' O.C Top & Bootm Short Direction #6 @ 7'' O.C Top Bar In Long Direction #6 @ 6'' O.C Botoom Bar In Long Direction | 30.5299 | 10% | 33.5829 | CY | HRS | HRS | 0 | 0 | 0 | 0 | 0 | 0
230 |  |  |  | FormWork : 3.33'x85' | 283.05 | 10% | 311.355 | SF | HRS | HRS | 0 | 0 | 0 | 0 | 0 | 0
231 |  |  |  | Termite (Code: 1816 FBC B2020) | 531 | 10% | 584.1 | SF | HRS | HRS | 0 | 0 | 0 | 0 | 0 | 0
232 |  |  |  | Water Froofing Membrane All Around | 531 | 10% | 584.1 | SF | HRS | HRS | 0 | 0 | 0 | 0 | 0 | 0
233 |  |  |  | MAT Concrete Footing Depth 40'' Reinforcement : # 6 @ 6'' O.C Top & Bootm Short Direction #6 @ 6'' O.C Top Bar In Long Direction #6 @ 6'' O.C Botoom Bar In Long Direction | 17.4134 | 10% | 19.1548 | CY | HRS | HRS | 0 | 0 | 0 | 0 | 0 | 0
234 |  |  |  | FormWork : 3.33'x46' | 153.18 | 10% | 168.498 | SF | HRS | HRS | 0 | 0 | 0 | 0 | 0 | 0
235 |  |  |  | Termite (Code: 1816 FBC B2020) | 295 | 10% | 324.5 | SF | HRS | HRS | 0 | 0 | 0 | 0 | 0 | 0
236 |  |  |  | Water Froofing Membrane All Around | 295 | 10% | 324.5 | SF | HRS | HRS | 0 | 0 | 0 | 0 | 0 | 0
237 |  |  |  | MAT Concrete Footing Depth 40'' Reinforcement : # 6 @ 6'' O.C Top & Bootm Short Direction #6 @ 6'' O.C Top Bar In Long Direction #6 @ 6'' O.C Botoom Bar In Long Direction | 27.2332 | 10% | 29.9566 | CY | HRS | HRS | 0 | 0 | 0 | 0 | 0 | 0
238 |  |  |  | FormWork : 3.33'x76' | 253.08 | 10% | 278.388 | SF | HRS | HRS | 0 | 0 | 0 | 0 | 0 | 0
239 |  |  |  | Termite (Code: 1816 FBC B2020) | 473 | 10% | 520.3 | SF | HRS | HRS | 0 | 0 | 0 | 0 | 0 | 0
240 |  |  |  | Water Froofing Membrane All Around | 473 | 10% | 520.3 | SF | HRS | HRS | 0 | 0 | 0 | 0 | 0 | 0
241 |  |  |  | MAT Concrete Footing Depth 40'' Reinforcement : # 6 @ 6'' O.C Top & Bootm Short Direction #6 @ 6'' O.C Top Bar In Long Direction #6 @ 6'' O.C Botoom Bar In Long Direction | 22.3147 | 10% | 24.5462 | CY | HRS | HRS | 0 | 0 | 0 | 0 | 0 | 0
242 |  |  |  | FormWork : 3.33'x66' | 219.78 | 10% | 241.758 | SF | HRS | HRS | 0 | 0 | 0 | 0 | 0 | 0
243 |  |  |  | Termite (Code: 1816 FBC B2020) | 400 | 10% | 440 | SF | HRS | HRS | 0 | 0 | 0 | 0 | 0 | 0
244 |  |  |  | Water Froofing Membrane All Around | 400 | 10% | 440 | SF | HRS | HRS | 0 | 0 | 0 | 0 | 0 | 0
245 |  |  |  | MAT Concrete Footing Depth 40'' Reinforcement : # 6 @ 6'' O.C Top & Bootm Short Direction #6 @ 6'' O.C Top Bar In Long Direction #6 @ 6'' O.C Botoom Bar In Long Direction | 15.8693 | 10% | 17.4562 | CY | HRS | HRS | 0 | 0 | 0 | 0 | 0 | 0
246 |  |  |  | FormWork : 3.33'x51' | 169.83 | 10% | 186.813 | SF | HRS | HRS | 0 | 0 | 0 | 0 | 0 | 0
247 |  |  |  | Termite (Code: 1816 FBC B2020) | 298 | 10% | 327.8 | SF | HRS | HRS | 0 | 0 | 0 | 0 | 0 | 0
248 |  |  |  | Water Froofing Membrane All Around | 298 | 10% | 327.8 | SF | HRS | HRS | 0 | 0 | 0 | 0 | 0 | 0
249 |  |  |  | MAT Concrete Footing Depth 40'' Reinforcement : # 6 @ 6'' O.C Top & Bootm Short Direction #6 @ 6'' O.C Top Bar In Long Direction #6 @ 6'' O.C Botoom Bar In Long Direction | 18.9095 | 10% | 20.8004 | CY | HRS | HRS | 0 | 0 | 0 | 0 | 0 | 0
250 |  |  |  | FormWork : 3.33'x63' | 209.79 | 10% | 230.769 | SF | HRS | HRS | 0 | 0 | 0 | 0 | 0 | 0
251 |  |  |  | Termite (Code: 1816 FBC B2020) | 363 | 10% | 399.3 | SF | HRS | HRS | 0 | 0 | 0 | 0 | 0 | 0
252 |  |  |  | Water Froofing Membrane All Around | 363 | 10% | 399.3 | SF | HRS | HRS | 0 | 0 | 0 | 0 | 0 | 0
WF CONCRETE FOOTING
253 |  |  |  | Concrete Footing 7000 PSI Size: 12''x12'' Reinforcement : 2#5 Cont Bar 2# 5 x 2'6''x2'6'' Corner Bar | 3.9341 | 10% | 4.3275 | CY | HRS | HRS | 0 | 0 | 0 | 0 | 0 | 0
254 |  |  |  | Formwork: 2' x Length | 212 | 10% | 233.2 | SF | HRS | HRS | 0 | 0 | 0 | 0 | 0 | 0
255 |  |  |  | Termite (Code: 1816 FBC B2020) | 318 | 10% | 349.8 | SF | HRS | HRS | 0 | 0 | 0 | 0 | 0 | 0
256 |  |  |  | Water Froofing Membrane All Around | 318 | 10% | 349.8 | SF | HRS | HRS | 0 | 0 | 0 | 0 | 0 | 0
257 |  |  |  | Concrete Footing 7000 PSI Size: 16''x16'' Reinforcement : 2#5 Cont Bar 2# 5 x 2'6''x2'6'' Corner Bar | 64.9855 | 10% | 71.484 | CY | HRS | HRS | 0 | 0 | 0 | 0 | 0 | 0
258 |  |  |  | Formwork: 2.667' x Length | 2645.4506 | 10% | 2909.9957 | SF | HRS | HRS | 0 | 0 | 0 | 0 | 0 | 0
259 |  |  |  | Termite (Code: 1816 FBC B2020) | 3968 | 10% | 4364.8 | SF | HRS | HRS | 0 | 0 | 0 | 0 | 0 | 0
260 |  |  |  | Water Froofing Membrane All Around | 3968 | 10% | 4364.8 | SF | HRS | HRS | 0 | 0 | 0 | 0 | 0 | 0
261 |  |  |  | Concrete Footing 7000 PSI Size: 24''x16'' Reinforcement : 3#5 Cont Bar: #4 @ 24'' O.C 3# 5 x 2'6''x2'6'' Corner Bar | 1.3389 | 10% | 1.4728 | CY | HRS | HRS | 0 | 0 | 0 | 0 | 0 | 0
262 |  |  |  | Formwork: 4' x Length | 56 | 10% | 61.6 | SF | HRS | HRS | 0 | 0 | 0 | 0 | 0 | 0
263 |  |  |  | Termite (Code: 1816 FBC B2020) | 74.62 | 10% | 82.082 | SF | HRS | HRS | 0 | 0 | 0 | 0 | 0 | 0
264 |  |  |  | Water Froofing Membrane All Around | 74.62 | 10% | 82.082 | SF | HRS | HRS | 0 | 0 | 0 | 0 | 0 | 0
265 |  |  |  | Concrete Footing 7000 PSI Size: 24''x16'' Reinforcement : 3#5 Cont Bar: #4 @ 24'' O.C 3# 5 x 2'6''x2'6'' Corner Bar | 3.1654 | 10% | 3.4819 | CY | HRS | HRS | 0 | 0 | 0 | 0 | 0 | 0
266 |  |  |  | Formwork: 4' x Length | 128 | 10% | 140.8 | SF | HRS | HRS | 0 | 0 | 0 | 0 | 0 | 0
267 |  |  |  | Termite (Code: 1816 FBC B2020) | 170.56 | 10% | 187.616 | SF | HRS | HRS | 0 | 0 | 0 | 0 | 0 | 0
268 |  |  |  | Water Proof Membrane all Around | 170 | 10% | 187 | SF | HRS | HRS | 0 | 0 | 0 | 0 | 0 | 0
269 |  |  |  | Concrete Footing 7000 PSI Size: 32''x16'' Reinforcement : 4#5 Cont Bar: #4 @ 12'' O.C 4# 5 x 2'6''x2'6'' Corner Bar | 1.2086 | 10% | 1.3295 | CY | HRS | HRS | 0 | 0 | 0 | 0 | 0 | 0
270 |  |  |  | Formwork: 5.33' x Length | 49.036 | 10% | 53.9396 | SF | HRS | HRS | 0 | 0 | 0 | 0 | 0 | 0
271 |  |  |  | Termite (Code: 1816 FBC B2020) | 61.3364 | 10% | 67.47 | SF | HRS | HRS | 0 | 0 | 0 | 0 | 0 | 0
272 |  |  |  | Water Proof Membrane all Around | 61.3 | 10% | 67.43 | SF | HRS | HRS | 0 | 0 | 0 | 0 | 0 | 0
273 |  |  |  | Concrete Footing 7000 PSI Size: 48''x20'' Reinforcement : 7#6 Cont Bar: #5 @ 4'' O.C : #5 @ 4'' O.C: 7#5 Cont Bar 5# 5 x 2'6''x2'6'' Corner Bar | 14.0473 | 10% | 15.452 | CY | HRS | HRS | 0 | 0 | 0 | 0 | 0 | 0
274 |  |  |  | Formwork: 8' x Length | 455.04 | 10% | 500.544 | SF | HRS | HRS | 0 | 0 | 0 | 0 | 0 | 0
275 |  |  |  | Termite (Code: 1816 FBC B2020) | 549.859 | 10% | 604.8449 | SF | HRS | HRS | 0 | 0 | 0 | 0 | 0 | 0
276 |  |  |  | Water Proof Membrane all Around | 550 | 10% | 605 | SF | HRS | HRS | 0 | 0 | 0 | 0 | 0 | 0
277 |  |  |  | Concrete Footing 7000 PSI Size: 36''x16'' Reinforcement : 4#5 Cont Bar: #4 @ 16'' O.C 4# 5 x 2'6''x2'6'' Corner Bar | 9.9691 | 10% | 10.966 | CY | HRS | HRS | 0 | 0 | 0 | 0 | 0 | 0
278 |  |  |  | Formwork: 6' x Length | 405 | 10% | 445.5 | SF | HRS | HRS | 0 | 0 | 0 | 0 | 0 | 0
279 |  |  |  | Termite (Code: 1816 FBC B2020) | 494.775 | 10% | 544.2525 | SF | HRS | HRS | 0 | 0 | 0 | 0 | 0 | 0
280 |  |  |  | Water Proof Membrane all Around | 494 | 10% | 543.4 | SF | HRS | HRS | 0 | 0 | 0 | 0 | 0 | 0
TC CONCRETE 5000 PSI
281 |  |  |  | Tie Column Height: 14' Size: 8''x12'' Reinforcement : 4#5 Vertical Bar #3 @ 8'' O.C Ties | 25.6978 | 10% | 28.2676 | CY | HRS | HRS | 0 | 0 | 0 | 0 | 0 | 0
282 |  |  |  | Formwork 3.33' x 14' | 3462.3 | 10% | 3808.53 | SF | HRS | HRS | 0 | 0 | 0 | 0 | 0 | 0
283 |  |  |  | Tie Concrete Column Height: 14' Size: 8''x16'' Reinforcement : 6#5 Vertical Bars #3 @ 8'' O.C Ties Bar | 4.9299 | 10% | 5.4229 | CY | HRS | HRS | 0 | 0 | 0 | 0 | 0 | 0
284 |  |  |  | Formwork : 4'x14' | 600 | 10% | 660 | SF | HRS | HRS | 0 | 0 | 0 | 0 | 0 | 0
285 |  |  |  | 8''x8'' Concrete Fill Column Reinforcement : 2 # 5 @ 48'' O.C Vertical Bar | 0.16477 | 10% | 0.18125 | CY | HRS | HRS | 0 | 0 | 0 | 0 | 0 | 0
TRANSFORMER CONCRETE PAD 4000 PSI
286 |  |  |  | 12'' Concrete Pad Reinforcement : #5 @ 12'' O.C Top & Bottom Each Way | 96.07 | 10% | 105.677 | SF | HRS | HRS | 0 | 0 | 0 | 0 | 0 | 0
287 |  |  |  | Formwork | 40 | 10% | 44 | SF | HRS | HRS | 0 | 0 | 0 | 0 | 0 | 0
CONCRETE WALL 6000 PSI
288 |  |  |  | 7'' Thick Concrete Wall 21 Reinforcement : 2# 4 @ 6'' O.C 2#4 @ 6'' O.V #4 @ 6'' O.C Hook Bar | 4.3807 | 10% | 4.8188 | SF | HRS | HRS | 0 | 0 | 0 | 0 | 0 | 0
289 |  |  |  | Form Work: 2 x SF | 405.6 | 10% | 446.16 | SF | HRS | HRS | 0 | 0 | 0 | 0 | 0 | 0
290 |  |  |  | 10'' Thick Concrete W2 (5'0'' Deep From Slab Level) Reinforcement : 2#5 @ 12'' O.C Vertical Bar 2# 5 @ 12'' O.C Hori Bar | 129.95 | 10% | 142.945 | SF | HRS | HRS | 0 | 0 | 0 | 0 | 0 | 0
291 |  |  |  | Formwork: 10' x Length | 260 | 10% | 286 | SF | HRS | HRS | 0 | 0 | 0 | 0 | 0 | 0
292 |  |  |  | Water Proofing Membrane Both Side | 260 | 10% | 286 | SF | HRS | HRS | 0 | 0 | 0 | 0 | 0 | 0
293 |  |  |  | 8'' Thick Concrete Wall Height: 5' Reinforcement : #5 @ 12'' O.C Vert Bars & #4 @ 12'' O.C Horizontal | 143.4 | 10% | 157.74 | SF | HRS | HRS | 0 | 0 | 0 | 0 | 0 | 0
294 |  |  |  | Form Work: 2 x SF | 57.4 | 10% | 63.14 | SF | HRS | HRS | 0 | 0 | 0 | 0 | 0 | 0
295 |  |  |  | Water Proofing Membrane One Side | 57.4 | 10% | 63.14 | SF | HRS | HRS | 0 | 0 | 0 | 0 | 0 | 0
296 |  |  |  | Concrete Wall 8'' Thick Reinforcement : 2#5 @ 12'' O.C Vertical Bar 2#5 @ 12'' O.C Horizontal Bar #4 @ 12'' O.C ; #4 @ 12'' O.C Horizontal Bar 8#3 @ 6'' O.C Ties Bars #5 @ 12'' O.C Hook Bars | 930.7 | 10% | 1023.77 | SF | HRS | HRS | 0 | 0 | 0 | 0 | 0 | 0
297 |  |  |  | Formwork : 2x SF | 1861.4 | 10% | 2047.54 | SF | HRS | HRS | 0 | 0 | 0 | 0 | 0 | 0
298 |  |  |  | 8'' Thick Concrete Wall 2 Reinforcement : 2#5 @ 12'' O.C Vertical Bar 2#5 @ 12'' O.C Horizontal Bar #4 @ 16'' O.C ; #4 @ 12'' O.C Horizontal Bar #3 @ 16'' O.C Hook Bars #5 @ 12'' O.C Hook Bars | 846.18 | 10% | 930.798 | SF | HRS | HRS | 0 | 0 | 0 | 0 | 0 | 0
299 |  |  |  | Formwork : 2x SF | 1692.4 | 10% | 1861.64 | SF | HRS | HRS | 0 | 0 | 0 | 0 | 0 | 0
300 |  |  |  | 6'' Thick Concrete Wall 3 Reinforcement : 1#5 @ 12'' O.C Vertical Bar 1#5 @ 12'' O.C Horizontal Bar #4 @ 12'' O.C Hori Bar # 4 @ 12'' O.C Vertical Bar 2#5 Vertical Bar #3 @ 16'' O.C Hook Bars #3 @ 12'' O.C Hook Bars #5 @ 12'' O.C Hook Bars | 1815.18 | 10% | 1996.698 | SF | HRS | HRS | 0 | 0 | 0 | 0 | 0 | 0
301 |  |  |  | Formwork : 2x SF | 3631.6 | 10% | 3994.76 | SF | HRS | HRS | 0 | 0 | 0 | 0 | 0 | 0
302 |  |  |  | 6'' Thick Concrete Wall 4,6,8 Reinforcement : 1#5 @ 12'' O.C Vertical Bar 1#5 @ 12'' O.C Horizontal Bar 3#6 Vertical Bar #3 @ 12'' O.C Hook Bars #4 @ 12'' O.C Vertical Bar # 4 @ 12'' O.C Hori Bar | 1594.63 | 10% | 1754.093 | SF | HRS | HRS | 0 | 0 | 0 | 0 | 0 | 0
303 |  |  |  | Formwork : 2x SF | 3189.26 | 10% | 3508.186 | SF | HRS | HRS | 0 | 0 | 0 | 0 | 0 | 0
304 |  |  |  | 6'' Thick Concrete Wall 5,7 Reinforcement : 1#5 @ 12'' O.C Vertical Bar 1#5 @ 12'' O.C Horizontal Bar 3#6 Vertical Bar #3 @ 12'' O.C Hook Bars #4 @ 12'' O.C Vertical Bar # 4 @ 12'' O.C Hori Bar | 1454.88 | 10% | 1600.368 | SF | HRS | HRS | 0 | 0 | 0 | 0 | 0 | 0
305 |  |  |  | Formwork : 2x SF | 2910 | 10% | 3201 | SF | HRS | HRS | 0 | 0 | 0 | 0 | 0 | 0
306 |  |  |  | 8'' Thick Concrete Wall 9 Reinforcement : 1#5 @ 12'' O.C Vertical Bar 1#5 @ 12'' O.C Horizontal Bar 3#6 Vertical Bar #4 @ 12'' O.C Hook Bars | 316.07 | 10% | 347.677 | SF | HRS | HRS | 0 | 0 | 0 | 0 | 0 | 0
307 |  |  |  | Formwork : 2x SF | 632 | 10% | 695.2 | SF | HRS | HRS | 0 | 0 | 0 | 0 | 0 | 0
308 |  |  |  | 6'' Thick Concrete Wall 2 Reinforcement : 2#5 @ 12'' O.C Vertical Bar 2#5 @ 12'' O.C Horizontal Bar #4 @ 16'' O.C ; #4 @ 12'' O.C Horizontal Bar #3 @ 16'' O.C Hook Bars #5 @ 12'' O.C Hook Bars | 819.93 | 10% | 901.923 | SF | HRS | HRS | 0 | 0 | 0 | 0 | 0 | 0
309 |  |  |  | Formwork : 2x SF | 1640 | 10% | 1804 | SF | HRS | HRS | 0 | 0 | 0 | 0 | 0 | 0
310 |  |  |  | 6'' Thick Concrete Wall Reinforcement : 2#5 @ 12'' O.C Vertical Bar 2#5 @ 12'' O.C Horizontal Bar #4 @ 12'' O.C ; #4 @ 12'' O.C Horizontal Bar 8#3 @ 6'' O.C Ties Bars #5 @ 12'' O.C Hook Bars | 1182.17 | 10% | 1300.387 | SF | HRS | HRS | 0 | 0 | 0 | 0 | 0 | 0
311 |  |  |  | Formwork : 2x SF | 2366 | 10% | 2602.6 | SF | HRS | HRS | 0 | 0 | 0 | 0 | 0 | 0
312 |  |  |  | 6'' Thick Concrete Wall 9 Reinforcement : 1#5 @ 12'' O.C Vertical Bar 1#5 @ 12'' O.C Horizontal Bar 3#6 Vertical Bar #4 @ 12'' O.C Hook Bars #4 @ 12'' O.C Vertical Bar # 4 @ 12'' O.C Hori Bar | 1187.97 | 10% | 1306.767 | SF | HRS | HRS | 0 | 0 | 0 | 0 | 0 | 0
313 |  |  |  | Formwork : 2x SF | 2376 | 10% | 2613.6 | SF | HRS | HRS | 0 | 0 | 0 | 0 | 0 | 0
314 |  |  |  | 6'' Thick Concrete Wall 9 Reinforcement : 1#5 @ 12'' O.C Vertical Bar 1#5 @ 12'' O.C Horizontal Bar 3#6 Vertical Bar #4 @ 12'' O.C Hook Bars #4 @ 12'' O.C Vertical Bar # 4 @ 12'' O.C Hori Bar | 1645.78 | 10% | 1810.358 | SF | HRS | HRS | 0 | 0 | 0 | 0 | 0 | 0
315 |  |  |  | Formwork : 2x SF | 3292 | 10% | 3621.2 | SF | HRS | HRS | 0 | 0 | 0 | 0 | 0 | 0
316 |  |  |  | 6'' Thick Concrete Wall 9 Reinforcement : 1#5 @ 12'' O.C Vertical Bar 1#5 @ 12'' O.C Horizontal Bar 3#6 Vertical Bar #4 @ 12'' O.C Hook Bars #4 @ 12'' O.C Vertical Bar # 4 @ 12'' O.C Hori Bar | 1300.64 | 10% | 1430.704 | SF | HRS | HRS | 0 | 0 | 0 | 0 | 0 | 0
317 |  |  |  | Formwork : 2x SF | 2600 | 10% | 2860 | SF | HRS | HRS | 0 | 0 | 0 | 0 | 0 | 0
318 |  |  |  | 6'' Thick Concrete Wall 12 Reinforcement : 1#5 @ 12'' O.C Vertical Bar 1#5 @ 12'' O.C Horizontal Bar 3#6 Vertical Bar #4 @ 12'' O.C Hook Bars #4 @ 12'' O.C Vertical Bar # 4 @ 12'' O.C Hori Bar | 849.37 | 10% | 934.307 | SF | HRS | HRS | 0 | 0 | 0 | 0 | 0 | 0
319 |  |  |  | Formwork : 2x SF | 1700 | 10% | 1870 | SF | HRS | HRS | 0 | 0 | 0 | 0 | 0 | 0
320 |  |  |  | 6'' Thick Concrete Wall 13 Reinforcement : 1#5 @ 12'' O.C Vertical Bar 1#5 @ 12'' O.C Horizontal Bar 3#6 Vertical Bar #4 @ 12'' O.C Hook Bars #4 @ 12'' O.C Vertical Bar # 4 @ 12'' O.C Hori Bar | 1703.53 | 10% | 1873.883 | SF | HRS | HRS | 0 | 0 | 0 | 0 | 0 | 0
321 |  |  |  | Formwork : 2x SF | 3408 | 10% | 3748.8 | SF | HRS | HRS | 0 | 0 | 0 | 0 | 0 | 0
322 |  |  |  | 6'' Thick Concrete Wall 14,16,18,20 Reinforcement : 1#5 @ 12'' O.C Vertical Bar 1#5 @ 12'' O.C Horizontal Bar 3#6 Vertical Bar #4 @ 12'' O.C Hook Bars #4 @ 12'' O.C Vertical Bar # 4 @ 12'' O.C Hori Bar | 1686.97 | 10% | 1855.667 | SF | HRS | HRS | 0 | 0 | 0 | 0 | 0 | 0
323 |  |  |  | Formwork : 2x SF | 3374 | 10% | 3711.4 | SF | HRS | HRS | 0 | 0 | 0 | 0 | 0 | 0
324 |  |  |  | 6'' Thick Concrete Wall 15,17,19 Reinforcement : 1#5 @ 12'' O.C Vertical Bar 1#5 @ 12'' O.C Horizontal Bar 3#6 Vertical Bar #4 @ 12'' O.C Hook Bars #4 @ 12'' O.C Vertical Bar # 4 @ 12'' O.C Hori Bar | 1666.43 | 10% | 1833.073 | SF | HRS | HRS | 0 | 0 | 0 | 0 | 0 | 0
325 |  |  |  | Formwork : 2x SF | 3332 | 10% | 3665.2 | SF | HRS | HRS | 0 | 0 | 0 | 0 | 0 | 0
326 |  |  |  | 7'' Thick Concrete Wall 21 Reinforcement : 2# 4 @ 6'' O.C 2#4 @ 6'' O.V #4 @ 6'' O.C Hook Bar | 280.87 | 10% | 308.957 | SF | HRS | HRS | 0 | 0 | 0 | 0 | 0 | 0
327 |  |  |  | Form Work: 2 x SF | 562 | 10% | 618.2 | SF | HRS | HRS | 0 | 0 | 0 | 0 | 0 | 0
328 |  |  |  | 6'' Thick Concrete Wall Reinforcement : #4 @ 12'' O.C #4 @ 12'' O.C #3 @ 12'' O.C 3#6 Vertical Bar | 1058.65 | 10% | 1164.515 | SF | HRS | HRS | 0 | 0 | 0 | 0 | 0 | 0
329 |  |  |  | Form Work : 2 x Sf | 2118 | 10% | 2329.8 | SF | HRS | HRS | 0 | 0 | 0 | 0 | 0 | 0
330 |  |  |  | 6'' Thick Concrete Wall Reinforcement : # 5 @ 12'' O.C # 5 @ 12'' O.C # 3 @ 12'' O.C Hook Bar # 4 @ 12'' O.V # 4 @ 12'' O.C | 1048.36 | 10% | 1153.196 | SF | HRS | HRS | 0 | 0 | 0 | 0 | 0 | 0
331 |  |  |  | Form Work : 2 x SF | 2097 | 10% | 2306.7 | SF | HRS | HRS | 0 | 0 | 0 | 0 | 0 | 0
332 |  |  |  | 6'' Thick Concrete Wall Reinforcement : # 5 @ 12'' O.C # 5 @ 12'' O.C # 3 @ 12'' O.C Hook Bar # 4 @ 12'' O.V # 4 @ 12'' O.C | 1111.46 | 10% | 1222.606 | SF | HRS | HRS | 0 | 0 | 0 | 0 | 0 | 0
333 |  |  |  | Form Work : 2 x SF | 2222 | 10% | 2444.2 | SF | HRS | HRS | 0 | 0 | 0 | 0 | 0 | 0
334 |  |  |  | 6'' Thick Concrete Wall Reinforcement : # 5 @ 12'' O.C # 5 @ 12'' O.C # 3 @ 12'' O.C Hook Bar # 4 @ 12'' O.V # 4 @ 12'' O.C | 1146.98 | 10% | 1261.678 | SF | HRS | HRS | 0 | 0 | 0 | 0 | 0 | 0
335 |  |  |  | Form Work : 2 x SF | 2294 | 10% | 2523.4 | SF | HRS | HRS | 0 | 0 | 0 | 0 | 0 | 0
336 |  |  |  | 6'' Thick Concrete Wall Reinforcement : # 5 @ 12'' O.C # 5 @ 12'' O.C # 3 @ 12'' O.C Hook Bar # 4 @ 12'' O.V # 4 @ 12'' O.C | 1090.42 | 10% | 1199.462 | SF | HRS | HRS | 0 | 0 | 0 | 0 | 0 | 0
337 |  |  |  | Form Work : 2 x SF | 2180 | 10% | 2398 | SF | HRS | HRS | 0 | 0 | 0 | 0 | 0 | 0
338 |  |  |  | 6'' Thick Concrete Wall Reinforcement : # 5 @ 12'' O.C # 5 @ 12'' O.C # 3 @ 12'' O.C Hook Bar # 4 @ 12'' O.V # 4 @ 12'' O.C | 501.35 | 10% | 551.485 | SF | HRS | HRS | 0 | 0 | 0 | 0 | 0 | 0
339 |  |  |  | Form Work : 2 x SF | 1004 | 10% | 1104.4 | SF | HRS | HRS | 0 | 0 | 0 | 0 | 0 | 0
CONCRETE SLAB 3000 PSI
340 |  |  |  | 4'' Thick Concrete Slab with Reinforce 6x6 W1.4xW1.4 Welded Wire Fabric | 24642 | 10% | 27106.2 | SF | HRS | HRS | 0 | 0 | 0 | 0 | 0 | 0
CONCRETE SLAB 2ND FLOOR
341 |  |  |  | 14'' Thick Concrete Slab 7000PSI Reinforcement : #5 @ 12'' O.C Top & Bottom Each way Bars 10# 5 @ 12'' Additional Bar 6 # 5 @12'' o.C Addition Bar 12 # 5 @ 12'' O.C Addition Bar 4#5 @ 12'' O.C Addition Bar 11 #5 @ 12'' o.C Additional Bar | 910.63 | 10% | 1001.693 | SF | HRS | HRS | 0 | 0 | 0 | 0 | 0 | 0
342 |  |  |  | FormWork : SF | 910.63 | 10% | 1001.693 | SF | HRS | HRS | 0 | 0 | 0 | 0 | 0 | 0
343 |  |  |  | 12'' Thick Concrete Slab 7000PSI Reinforcement : #5 @ 12'' O.C Top & Bottom Each way Bars 28# 5 @ 12'' O.C Addition al Bar 2 #5 @ 12'' O.C Additional Bar | 758.84 | 10% | 834.724 | SF | HRS | HRS | 0 | 0 | 0 | 0 | 0 | 0
344 |  |  |  | FormWork : SF | 760 | 10% | 836 | SF | HRS | HRS | 0 | 0 | 0 | 0 | 0 | 0
345 |  |  |  | 13-1/2'' Thick Concrete Slab 7000PSI Reinforcement : #5 @ 12'' O.C Top & Bottom Each way Bars 6 # 5 @ 12'' O.C Additional Bar | 627.89 | 10% | 690.679 | SF | HRS | HRS | 0 | 0 | 0 | 0 | 0 | 0
346 |  |  |  | FormWork : SF | 627.9 | 10% | 690.69 | SF | HRS | HRS | 0 | 0 | 0 | 0 | 0 | 0
347 |  |  |  | 9'' Thick Concrete Slab 7000 Psi Reinforcement : #5 @ 12'' O.C Top & Bottom Each way Bars #5 @12 '' Tepm Bar # 5 @ 12'' O.C Extra Bars # 5 @ 12'' O.C Additional Bars | 11364.38 | 10% | 12500.818 | SF | HRS | HRS | 0 | 0 | 0 | 0 | 0 | 0
348 |  |  |  | FormWork : SF | 11364.4 | 10% | 12500.84 | SF | HRS | HRS | 0 | 0 | 0 | 0 | 0 | 0
349 |  |  |  | 8'' Thick Concrete Slab 7000PSI Reinforcement : #5 @ 12'' O.C Top & Bottom Each way Bars # 5 @ 5'' O.C Extra Bars # 5 @ 12'' O.C Additional Bars | 8296.3 | 10% | 9125.93 | SF | HRS | HRS | 0 | 0 | 0 | 0 | 0 | 0
350 |  |  |  | FormWork : SF | 8269 | 10% | 9095.9 | SF | HRS | HRS | 0 | 0 | 0 | 0 | 0 | 0
351 |  |  |  | 10'' Thick Concrete Slab 7000PSI Reinforcement : # 5 @ 10'' O.C Top & Bottom Each Way Bars | 520.07 | 10% | 572.077 | SF | HRS | HRS | 0 | 0 | 0 | 0 | 0 | 0
352 |  |  |  | Formwork SF | 520 | 10% | 572 | SF | HRS | HRS | 0 | 0 | 0 | 0 | 0 | 0
CONCRETE SLAB 3RD FLOOR
353 |  |  |  | 9'' Thick Concrete Slab 7000 PSI Reinforcement : # 5 @ 12'' O.C Top & Bottom Each way 5 # 5 @ 12'' O.C Top Bar # 5 @ 6'' O.C x 15'9'' Top Bar 5 # 5 @ 12'' O.C Temp Ba # 5 @ 12'' O.C Extra Bar # 5 @ 8'' O.C Bottom Bar | 10806.44 | 10% | 11887.084 | SF | HRS | HRS | 0 | 0 | 0 | 0 | 0 | 0
354 |  |  |  | Formwork : SF | 10806 | 10% | 11886.6 | SF | HRS | HRS | 0 | 0 | 0 | 0 | 0 | 0
355 |  |  |  | 8'' Thick Concrete Slab 7000 PSI Reinforcement : # 5 @ 12'' O.C Top & Bottom Each way 5 # 5 @ 12'' O.C Top Bar # 5 @ 6'' O.C x 15'9'' Top Bar 5 # 5 @ 12'' O.C Temp Ba # 5 @ 12'' O.C Extra Bar # 5 @ 8'' O.C Bottom Bar | 14686.48 | 10% | 16155.128 | SF | HRS | HRS | 0 | 0 | 0 | 0 | 0 | 0
356 |  |  |  | Formwork : SF | 14685 | 10% | 16153.5 | SF | HRS | HRS | 0 | 0 | 0 | 0 | 0 | 0
357 |  |  |  | 18'' Thick Concrete Slab 7000 PSI Reinforcement : #6 @ 6'' O.C Top Bar # 6 @ 6'' O.C Bottom Bar | 743.94 | 10% | 818.334 | SF | HRS | HRS | 0 | 0 | 0 | 0 | 0 | 0
358 |  |  |  | Formwork: SF | 744 | 10% | 818.4 | SF | HRS | HRS | 0 | 0 | 0 | 0 | 0 | 0
CONCRETE SLAB 4TH FLOOR
359 |  |  |  | 8'' Thick Concrete Slab 6000 PSI Reinforcement : # 5 @ 12'' O.C Top & Bottom Each way 5 # 5 @ 12'' O.C Top Bar # 5 @ 6'' O.C x 15'9'' Top Bar 5 # 5 @ 12'' O.C Temp Ba # 5 @ 12'' O.C Extra Bar # 5 @ 8'' O.C Bottom Bar | 14924.6 | 10% | 16417.06 | SF | HRS | HRS | 0 | 0 | 0 | 0 | 0 | 0
360 |  |  |  | Formwork : SF | 14924 | 10% | 16416.4 | SF | HRS | HRS | 0 | 0 | 0 | 0 | 0 | 0
361 |  |  |  | 9'' Thick Concrete Slab 7000 PSI Reinforcement : # 5 @ 12'' O.C Top & Bottom Each way 5 # 5 @ 12'' O.C Top Bar # 5 @ 6'' O.C x 15'9'' Top Bar 5 # 5 @ 12'' O.C Temp Ba # 5 @ 12'' O.C Extra Bar # 5 @ 8'' O.C Bottom Bar | 10795.9 | 10% | 11875.49 | SF | HRS | HRS | 0 | 0 | 0 | 0 | 0 | 0
362 |  |  |  | Formwork : SF | 10795 | 10% | 11874.5 | SF | HRS | HRS | 0 | 0 | 0 | 0 | 0 | 0
363 |  |  |  | 8'' Thick Concrete Slab 6000 PSI Reinforcement : 5#5 Top Bar 5#5 Additional Bar # 5@ 12'' O.C Top & Bottom Each Way | 84.26 | 10% | 92.686 | SF | HRS | HRS | 0 | 0 | 0 | 0 | 0 | 0
364 |  |  |  | Form Wrok SF | 85 | 10% | 93.5 | SF | HRS | HRS | 0 | 0 | 0 | 0 | 0 | 0
CONCRETE SLAB 5TH FLOOR
365 |  |  |  | 8'' Thick Concrete Slab 6000 PSI Reinforcement : # 5 @ 12'' O.C Top & Bottom Each way 5 # 5 @ 12'' O.C Top Bar # 5 @ 6'' O.C x 15'9'' Top Bar 5 # 5 @ 12'' O.C Temp Ba # 5 @ 12'' O.C Extra Bar # 5 @ 8'' O.C Bottom Bar | 15083.69 | 10% | 16592.059 | SF | HRS | HRS | 0 | 0 | 0 | 0 | 0 | 0
366 |  |  |  | Formwork : SF | 15083 | 10% | 16591.3 | SF | HRS | HRS | 0 | 0 | 0 | 0 | 0 | 0
367 |  |  |  | 9'' Thick Concrete Slab 7000 PSI Reinforcement : # 5 @ 12'' O.C Top & Bottom Each way 5 # 5 @ 12'' O.C Top Bar # 5 @ 6'' O.C x 15'9'' Top Bar 5 # 5 @ 12'' O.C Temp Ba # 5 @ 12'' O.C Extra Bar # 5 @ 8'' O.C Bottom Bar | 10724.62 | 10% | 11797.082 | SF | HRS | HRS | 0 | 0 | 0 | 0 | 0 | 0
368 |  |  |  | Formwork : SF | 10724 | 10% | 11796.4 | SF | HRS | HRS | 0 | 0 | 0 | 0 | 0 | 0
CONCRETE SLAB 6TH FLOOR
369 |  |  |  | 8'' Thick Concrete Slab 6000 PSI Reinforcement : # 5 @ 12'' O.C Top & Bottom Each way 5 # 5 @ 12'' O.C Top Bar # 5 @ 6'' O.C x 15'9'' Top Bar 5 # 5 @ 12'' O.C Temp Ba # 5 @ 12'' O.C Extra Bar # 5 @ 8'' O.C Bottom Bar | 15185.35 | 10% | 16703.885 | SF | HRS | HRS | 0 | 0 | 0 | 0 | 0 | 0
370 |  |  |  | Formwork : SF | 15185 | 10% | 16703.5 | SF | HRS | HRS | 0 | 0 | 0 | 0 | 0 | 0
371 |  |  |  | 9'' Thick Concrete Slab 7000 PSI Reinforcement : # 5 @ 12'' O.C Top & Bottom Each way 5 # 5 @ 12'' O.C Top Bar # 5 @ 6'' O.C x 15'9'' Top Bar 5 # 5 @ 12'' O.C Temp Ba # 5 @ 12'' O.C Extra Bar # 5 @ 8'' O.C Bottom Bar | 10830.39 | 10% | 11913.429 | SF | HRS | HRS | 0 | 0 | 0 | 0 | 0 | 0
372 |  |  |  | Formwork : SF | 10830 | 10% | 11913 | SF | HRS | HRS | 0 | 0 | 0 | 0 | 0 | 0
ROOF SLAB
373 |  |  |  | 6'' Thick Concrete Slab Reinforcement : #4 @ 12'' O.C Top & Bottom Each way | 1079.22 | 10% | 1187.142 | SF | HRS | HRS | 0 | 0 | 0 | 0 | 0 | 0
374 |  |  |  | Form Work SF | 1079.22 | 10% | 1187.142 | SF | HRS | HRS | 0 | 0 | 0 | 0 | 0 | 0
375 |  |  |  | 5'' Thick Concrete Slab Reinforcement : # 4 @ 12'' O.C Top & Bottom Each Way Bars | 172.57 | 10% | 189.827 | SF | HRS | HRS | 0 | 0 | 0 | 0 | 0 | 0
376 |  |  |  | Formwork SF | 172.57 | 10% | 189.827 | SF | HRS | HRS | 0 | 0 | 0 | 0 | 0 | 0
377 |  |  |  | 8'' Thick Concrete Slab 6000 PSI Reinforcement : # 5 @ 12'' O.C Top & Bottom Each way 5 # 5 @ 12'' O.C Top Bar # 5 @ 6'' O.C x 15'9'' Top Bar 5 # 5 @ 12'' O.C Temp Ba # 5 @ 12'' O.C Extra Bar # 5 @ 8'' O.C Bottom Bar | 15324.99 | 10% | 16857.489 | SF | HRS | HRS | 0 | 0 | 0 | 0 | 0 | 0
378 |  |  |  | Formwork : SF | 15324.99 | 10% | 16857.489 | SF | HRS | HRS | 0 | 0 | 0 | 0 | 0 | 0
379 |  |  |  | 9'' Thick Concrete Slab 7000 PSI Reinforcement : # 5 @ 12'' O.C Top & Bottom Each way 5 # 5 @ 12'' O.C Top Bar # 5 @ 6'' O.C x 15'9'' Top Bar 5 # 5 @ 12'' O.C Temp Ba # 5 @ 12'' O.C Extra Bar # 5 @ 8'' O.C Bottom Bar | 10843.87 | 10% | 11928.257 | SF | HRS | HRS | 0 | 0 | 0 | 0 | 0 | 0
380 |  |  |  | Formwork : SF | 10843.87 | 10% | 11928.257 | SF | HRS | HRS | 0 | 0 | 0 | 0 | 0 | 0
CONCRETE BEAM 5000 PSI
381 |  |  |  | Concrete Beam Size: 7-5/8''x12'' Reinforcement : 2#5 Top Bar 2#5 Bottom Bar #3 @ 12'' Stirrups | 15.5287 | 10% | 17.0816 | CY | HRS | HRS | 0 | 0 | 0 | 0 | 0 | 0
382 |  |  |  | Formwork | 1676.4762 | 10% | 1844.1238 | SF | HRS | HRS | 0 | 0 | 0 | 0 | 0 | 0
383 |  |  |  | Concrete Beam Size: 7-5/8''x20'' Reinforcement : 2#5 Top Bar 2#7 Bottom Bar #3 @ 12'' Stirrups | 3.834 | 10% | 4.2174 | CY | HRS | HRS | 0 | 0 | 0 | 0 | 0 | 0
384 |  |  |  | Formwork | 372 | 10% | 409.2 | SF | HRS | HRS | 0 | 0 | 0 | 0 | 0 | 0
385 |  |  |  | Concrete Beam Size: 7-5/8''x12'' Reinforcement : 2#5 Top Bar 2#7 Bottom Bar #3 @ 12'' Stirrups | 2.1502 | 10% | 2.3652 | CY | HRS | HRS | 0 | 0 | 0 | 0 | 0 | 0
386 |  |  |  | Formwork | 232.029 | 10% | 255.2319 | SF | HRS | HRS | 0 | 0 | 0 | 0 | 0 | 0
387 |  |  |  | Concrete Beam Size: 7-5/8''x36'' Reinforcement : 2#6 Top Bar 2#6 Bottom Bar #3 @ 12'' Stirrups | 0.74111 | 10% | 0.81522 | CY | HRS | HRS | 0 | 0 | 0 | 0 | 0 | 0
388 |  |  |  | Formwork | 66.67 | 10% | 73.337 | SF | HRS | HRS | 0 | 0 | 0 | 0 | 0 | 0
389 |  |  |  | Concrete Beam Size: 10''x36'' Reinforcement : 3#6 Top Bar 3#6 Bottom Bar #3 @ 12'' Stirrups | 1.494 | 10% | 1.6434 | CY | HRS | HRS | 0 | 0 | 0 | 0 | 0 | 0
390 |  |  |  | Formwork | 110.646 | 10% | 121.7106 | SF | HRS | HRS | 0 | 0 | 0 | 0 | 0 | 0
391 |  |  |  | Concrete Beam Size: 10''x36'' Reinforcement : 3#6 Top Bar 3#6 Bottom Bar #3 @ 12'' Stirrups | 2.2493 | 10% | 2.4742 | CY | HRS | HRS | 0 | 0 | 0 | 0 | 0 | 0
392 |  |  |  | Formwork | 166.652 | 10% | 183.3172 | SF | HRS | HRS | 0 | 0 | 0 | 0 | 0 | 0
393 |  |  |  | Concrete Beam Size: 10''x36'' Reinforcement : 3#6 Top Bar 3#6 Bottom Bar #3 @ 12'' Stirrups | 2.265 | 10% | 2.4915 | CY | HRS | HRS | 0 | 0 | 0 | 0 | 0 | 0
394 |  |  |  | Formwork | 168.018 | 10% | 184.8198 | SF | HRS | HRS | 0 | 0 | 0 | 0 | 0 | 0
395 |  |  |  | Concrete Beam Size: 7-5/8''x24'' Reinforcement : 2#6 Top Bar 2#6 Bottom Bar #3 @ 12'' Stirrups | 0.41897 | 10% | 0.46087 | CY | HRS | HRS | 0 | 0 | 0 | 0 | 0 | 0
396 |  |  |  | Formwork | 39.6695 | 10% | 43.6364 | SF | HRS | HRS | 0 | 0 | 0 | 0 | 0 | 0
397 |  |  |  | Concrete Beam Size: 7-5/8''x24'' Reinforcement : 2#6 Top Bar 2#6 Bottom Bar #3 @ 12'' Stirrups | 1.126 | 10% | 1.2386 | CY | HRS | HRS | 0 | 0 | 0 | 0 | 0 | 0
398 |  |  |  | Formwork | 106.4076 | 10% | 117.0484 | SF | HRS | HRS | 0 | 0 | 0 | 0 | 0 | 0
399 |  |  |  | Concrete Beam Size: 7-5/8''x24'' Reinforcement : 2#6 Top Bar 2#6 Bottom Bar #3 @ 12'' Stirrups | 0.88192 | 10% | 0.97011 | CY | HRS | HRS | 0 | 0 | 0 | 0 | 0 | 0
400 |  |  |  | Formwork | 83.306 | 10% | 91.6365 | SF | HRS | HRS | 0 | 0 | 0 | 0 | 0 | 0
401 |  |  |  | Concrete Beam Size: 7-5/8''x20'' Reinforcement : 2#5 Top Bar 2#6 Bottom Bar #3 @ 12'' Stirrups | 0.78985 | 10% | 0.86884 | CY | HRS | HRS | 0 | 0 | 0 | 0 | 0 | 0
402 |  |  |  | Formwork | 76.72 | 10% | 84.392 | SF | HRS | HRS | 0 | 0 | 0 | 0 | 0 | 0
403 |  |  |  | Concrete Beam Size: 12''x20'' Reinforcement : 2#6 Top Bar 3#6 Bottom Bar #3 @ 12'' Stirrups | 0.8051 | 10% | 0.88561 | CY | HRS | HRS | 0 | 0 | 0 | 0 | 0 | 0
404 |  |  |  | Formwork | 57.0694 | 10% | 62.7763 | SF | HRS | HRS | 0 | 0 | 0 | 0 | 0 | 0
405 |  |  |  | Concrete Beam Size: 7-5/8''x24'' Reinforcement : 2#5 Top Bar 2#6 Bottom Bar #3 @ 12'' Stirrups | 0.44318 | 10% | 0.4875 | CY | HRS | HRS | 0 | 0 | 0 | 0 | 0 | 0
406 |  |  |  | Formwork | 41.863 | 10% | 46.0493 | SF | HRS | HRS | 0 | 0 | 0 | 0 | 0 | 0
407 |  |  |  | Concrete Beam Size: 7-5/8''x24'' Reinforcement : 2#5 Top Bar 2#6 Bottom Bar #3 @ 12'' Stirrups | 1.1873 | 10% | 1.306 | CY | HRS | HRS | 0 | 0 | 0 | 0 | 0 | 0
408 |  |  |  | Formwork | 112.008 | 10% | 123.2088 | SF | HRS | HRS | 0 | 0 | 0 | 0 | 0 | 0
409 |  |  |  | Concrete Beam Size: 7-5/8''x24'' Reinforcement : 2#5 Top Bar 2#6 Bottom Bar #3 @ 12'' Stirrups | 1.1981 | 10% | 1.3179 | CY | HRS | HRS | 0 | 0 | 0 | 0 | 0 | 0
410 |  |  |  | Formwork | 113.1747 | 10% | 124.4922 | SF | HRS | HRS | 0 | 0 | 0 | 0 | 0 | 0
411 |  |  |  | Concrete Beam Size: 7-5/8''x24'' Reinforcement : 2#5 Top Bar 2#6 Bottom Bar #3 @ 12'' Stirrups | 0.82263 | 10% | 0.9049 | CY | HRS | HRS | 0 | 0 | 0 | 0 | 0 | 0
412 |  |  |  | Formwork | 77.7055 | 10% | 85.4761 | SF | HRS | HRS | 0 | 0 | 0 | 0 | 0 | 0
413 |  |  |  | Concrete Beam Size: 20''x24'' Reinforcement : 4#8 Top Bar 4#8 Bottom Bar #3 @ 12'' Stirrups | 3.392 | 10% | 3.7312 | CY | HRS | HRS | 0 | 0 | 0 | 0 | 0 | 0
414 |  |  |  | Formwork | 155.6725 | 10% | 171.2397 | SF | HRS | HRS | 0 | 0 | 0 | 0 | 0 | 0
415 |  |  |  | Concrete Beam Size: 30''x17'' Reinforcement : 4#8 Top Bar 8#8 Bottom Bar #3 @ 12'' Stirrups | 3.9918 | 10% | 4.391 | CY | HRS | HRS | 0 | 0 | 0 | 0 | 0 | 0
416 |  |  |  | Formwork | 194.9112 | 10% | 214.4023 | SF | HRS | HRS | 0 | 0 | 0 | 0 | 0 | 0
417 |  |  |  | Concrete Beam Size: 20''x16'' Reinforcement : 4#8 Top Bar 4#8 Bottom Bar #3 @ 12'' Stirrups | 2.0759 | 10% | 2.2835 | CY | HRS | HRS | 0 | 0 | 0 | 0 | 0 | 0
418 |  |  |  | Formwork | 117.9818 | 10% | 129.7799 | SF | HRS | HRS | 0 | 0 | 0 | 0 | 0 | 0
419 |  |  |  | Concrete Beam Size: 20''x18'' Reinforcement : 2#6 Top Bar 3#6 Bottom Bar #3 @ 12'' Stirrups | 1.2206 | 10% | 1.3427 | CY | HRS | HRS | 0 | 0 | 0 | 0 | 0 | 0
420 |  |  |  | Formwork | 61.5111 | 10% | 67.6622 | SF | HRS | HRS | 0 | 0 | 0 | 0 | 0 | 0
421 |  |  |  | Concrete Beam Size: 20''x18'' Reinforcement : 2#6 Top Bar 3#6 Bottom Bar #3 @ 12'' Stirrups | 4.6148 | 10% | 5.0763 | CY | HRS | HRS | 0 | 0 | 0 | 0 | 0 | 0
422 |  |  |  | Formwork | 287.0205 | 10% | 315.7225 | SF | HRS | HRS | 0 | 0 | 0 | 0 | 0 | 0
423 |  |  |  | Drop Concrete Beam Size: 8''x16'' Reinforcement : #4 @ 12'' O.C Vert & 2 # 4 Cont Bar | 4.1441 | 10% | 4.5585 | CY | HRS | HRS | 0 | 0 | 0 | 0 | 0 | 0
424 |  |  |  | FormWork : 3.33' x Length | 419.58 | 10% | 461.538 | SF | HRS | HRS | 0 | 0 | 0 | 0 | 0 | 0
425 |  |  |  | Concrete Drop Beam Size: 8''x8'' 2 # 5 Cont Bars | 0.6268 | 10% | 0.68948 | CY | HRS | HRS | 0 | 0 | 0 | 0 | 0 | 0
426 |  |  |  | Formwork 2xlength | 76 | 10% | 83.6 | SF | HRS | HRS | 0 | 0 | 0 | 0 | 0 | 0
427 |  |  |  | Concrete Beam Size: 24''x48'' Reinforcement : 8#8 Top Bar 17#8 Bottom Bar, 8#8 Intermediate Bar #4 @ 12'' Stirrups | 21.0578 | 10% | 23.1636 | CY | HRS | HRS | 0 | 0 | 0 | 0 | 0 | 0
428 |  |  |  | FormWork : 8'xL | 568 | 10% | 624.8 | SF | HRS | HRS | 0 | 0 | 0 | 0 | 0 | 0
429 |  |  |  | Concrete Beam Size: 24''x48'' Reinforcement : 8#8 Top Bar 17#8 Bottom Bar, 8#8 Intermediate Bar #4 @ 12'' Stirrups | 21 | 10% | 23.1 | CY | HRS | HRS | 0 | 0 | 0 | 0 | 0 | 0
430 |  |  |  | FormWork : 8'xL | 568 | 10% | 624.8 | SF | HRS | HRS | 0 | 0 | 0 | 0 | 0 | 0
431 |  |  |  | Concrete Beam Size: 24''x28-5/8'' Reinforcement : 4#8 Top Bar 4#8 Bottom Bar #4 @ 12'' Stirrups | 0.50185 | 10% | 0.55204 | CY | HRS | HRS | 0 | 0 | 0 | 0 | 0 | 0
432 |  |  |  | FormWork : 6.5'xL | 17.615 | 10% | 19.3765 | SF | HRS | HRS | 0 | 0 | 0 | 0 | 0 | 0
433 |  |  |  | Concrete Beam Size: 24''x48'' Reinforcement : 8#8 Top Bar 17#8 Bottom Bar, 8#8 Intermediate Bar #4 @ 12'' Stirrups | 8.2993 | 10% | 9.1292 | CY | HRS | HRS | 0 | 0 | 0 | 0 | 0 | 0
434 |  |  |  | FormWork : 8'xL | 224 | 10% | 246.4 | SF | HRS | HRS | 0 | 0 | 0 | 0 | 0 | 0
435 |  |  |  | Concrete Beam Size: 24''x48'' Reinforcement : 8#8 Top Bar 17#8 Bottom Bar, 8#8 Intermediate Bar #4 @ 12'' Stirrups | 4.3881 | 10% | 4.827 | CY | HRS | HRS | 0 | 0 | 0 | 0 | 0 | 0
436 |  |  |  | FormWork : 8'xL | 120 | 10% | 132 | SF | HRS | HRS | 0 | 0 | 0 | 0 | 0 | 0
437 |  |  |  | Concrete Beam Size: 12''x46'' Reinforcement : 8#8 Top Bar 3#6 Bottom Bar, 8#8 Intermediate Bar #4 @ 12'' Stirrups | 3.3619 | 10% | 3.6981 | CY | HRS | HRS | 0 | 0 | 0 | 0 | 0 | 0
438 |  |  |  | FormWork : 10'xL | 230 | 10% | 253 | SF | HRS | HRS | 0 | 0 | 0 | 0 | 0 | 0
439 |  |  |  | Concrete Beam Size: 22''x16'' Reinforcement : 3#6 Top Bar 3#6 Bottom Bar, #3 @ 12'' Stirrups | 2.2915 | 10% | 2.5206 | CY | HRS | HRS | 0 | 0 | 0 | 0 | 0 | 0
440 |  |  |  | Formwork | 114.39 | 10% | 125.829 | SF | HRS | HRS | 0 | 0 | 0 | 0 | 0 | 0
441 |  |  |  | Concrete Beam Size: 8''x34'' Reinforcement : 2#6 Top Bar 2#7 Bottom Bar, #3 @ 12'' Stirrups | 1.3353 | 10% | 1.4688 | CY | HRS | HRS | 0 | 0 | 0 | 0 | 0 | 0
442 |  |  |  | Formwork | 78.85 | 10% | 86.735 | SF | HRS | HRS | 0 | 0 | 0 | 0 | 0 | 0
443 |  |  |  | Concrete Beam Size: 12''x30'' Reinforcement : 3#6 Top Bar 5#7 Bottom Bar, #3 @ 12'' Stirrups | 1.3213 | 10% | 1.4534 | CY | HRS | HRS | 0 | 0 | 0 | 0 | 0 | 0
444 |  |  |  | Formwork | 71.35 | 10% | 78.485 | SF | HRS | HRS | 0 | 0 | 0 | 0 | 0 | 0
445 |  |  |  | Concrete Beam Size: 24''x24'' Reinforcement : 5#7 Top Bar 5#7 Bottom Bar, #3 @ 12'' Stirrups | 1.9911 | 10% | 2.1902 | CY | HRS | HRS | 0 | 0 | 0 | 0 | 0 | 0
446 |  |  |  | Formwork | 53.76 | 10% | 59.136 | SF | HRS | HRS | 0 | 0 | 0 | 0 | 0 | 0
447 |  |  |  | Drop Concrete Beam Size: 8''x16'' Reinforcement : #4 @ 12'' O.C Vert & 2 # 4 Cont Bar | 17.789 | 10% | 19.5679 | CY | HRS | HRS | 0 | 0 | 0 | 0 | 0 | 0
448 |  |  |  | FormWork : 3.33' x Length | 1798.2 | 10% | 1978.02 | SF | HRS | HRS | 0 | 0 | 0 | 0 | 0 | 0
449 |  |  |  | Concrete Drop Beams Size: 8''x20'' Reinforcment : 2 # 5 Top & Bottom # 3 @ 12'' O.C Ties | 3.2834 | 10% | 3.6117 | CY | HRS | HRS | 0 | 0 | 0 | 0 | 0 | 0
450 |  |  |  | Formwork: 4' x Length | 320 | 10% | 352 | SF | HRS | HRS | 0 | 0 | 0 | 0 | 0 | 0
451 |  |  |  | Concrete Drop Beam Size: 8''x8'' Reinforcement : 1# 4 Cont Bar 2# 5 Cont Bar # 4 @ 12'' O.C Dowel Bar | 10.9044 | 10% | 11.9948 | CY | HRS | HRS | 0 | 0 | 0 | 0 | 0 | 0
452 |  |  |  | Form Work: 2' x Length | 1324 | 0 | 1324
453 |  |  |  | Concrete Curb Size: 8''x22'' Reinforcement : #5 @ 16'' O.C # 4 @ 12'' O.C | 30.1771 | 10% | 33.1948 | CY | HRS | HRS | 0 | 0 | 0 | 0 | 0 | 0
454 |  |  |  | Formwork: 3.33' x Length | 2224.44 | 10% | 2446.884 | SF | HRS | HRS | 0 | 0 | 0 | 0 | 0 | 0
455 |  |  |  | Concrete Beam Size: 8''x3' Reinforcement : 2 # 5 Top & Bottom # 3 @ 12'' O.C Ties | 6.7367 | 10% | 7.4104 | CY | HRS | HRS | 0 | 0 | 0 | 0 | 0 | 0
456 |  |  |  | Formwork: 6' x Length | 546 | 10% | 600.6 | SF | HRS | HRS | 0 | 0 | 0 | 0 | 0 | 0
CONCRETE CURB 6000PSI
457 |  |  |  | Concrete Curb Size: 8''x16'' Reinforcement : #5 @ 16'' O.C # 4 @ 12'' O.C | 678.14 | 10% | 745.954 | FT | HRS | HRS | 0 | 0 | 0 | 0 | 0 | 0
458 |  |  |  | Formwork: 2.667' x Length | 1808.226 | 10% | 1989.0486 | SF | HRS | HRS | 0 | 0 | 0 | 0 | 0 | 0
459 |  |  |  | Concrete Curb Size: 8''x8'' Reinforcement : 1 # 5 Cont Bar Formwork: 1.33'x Length 8'' Thick CMU Wall Heught: 4' With Solid Grout Cell @ 48'' O.C #5 Vertical Bars 8''x8'' Bond Beam Reinforcement : 2 # 5 Cont 2#5 x 2'6''x2'6'' Corner Bar | 13.1176 | 10% | 14.4294 | CY | HRS | HRS | 0 | 0 | 0 | 0 | 0 | 0
460 |  |  |  | Formwork | 1058.68 | 10% | 1164.548 | SF | HRS | HRS | 0 | 0 | 0 | 0 | 0 | 0
461 |  |  |  | Conncrete Beam Size: 8''x2' Reinforcement : 2 # 5 Top & Bottom Bars #3 @ 12'' O.C Ties | 7.3945 | 10% | 8.1339 | CY | HRS | HRS | 0 | 0 | 0 | 0 | 0 | 0
462 |  |  |  | Formwork: 4' x Length | 720 | 10% | 792 | SF | HRS | HRS | 0 | 0 | 0 | 0 | 0 | 0
463 |  |  |  | Concrete Curb Size: 8''x1'6'' Reinforcement : # 5 @ 16'' O.C Vertical 3# 4 Hori Bars Formwork: 3' x Length 8'' Thick CMU Wall Heught: 5' With Solid Grout Cell @ 48'' O.C #5 Vertical Bars 8''x8'' Bond Beam Reinforcement : 2 # 5 Cont 2#5 x 2'6''x2'6'' Corner Bar | 2.1255 | 10% | 2.3381 | CY | HRS | HRS | 0 | 0 | 0 | 0 | 0 | 0
464 |  |  |  | Formwork: 3'8'' x Length | 210.3391 | 10% | 231.373 | SF | HRS | HRS | 0 | 0 | 0 | 0 | 0 | 0
465 |  |  |  | Concrete Curb Size: 8''x20'' Reinforcement : # 5 @ 16'' O.C Vert # 4 @ 12'' O.C Hori | 2.477 | 10% | 2.7247 | CY | HRS | HRS | 0 | 0 | 0 | 0 | 0 | 0
466 |  |  |  | Formwork : 3.33'x Length | 400.599 | 10% | 440.6589 | SF | HRS | HRS | 0 | 0 | 0 | 0 | 0 | 0
STAIR FOOTING 5000PSI
467 |  |  |  | Concrete Footing Reinforcement : 5#5 Bottom Dowels 2#5 Cont Bars | 1.1825 | 10% | 1.3007 | CY | HRS | HRS | 0 | 0 | 0 | 0 | 0 | 0
CONCRETE STAIR 1 5000PSI
468 |  |  |  | Concrete Treads@ 11'' Width of Stair 11'' Reinforcement : #4 @ 12'' O.C Tepm Rebars 5#5 Bottom Bar 5#5 Top Dowels 5#5 Bottom Dowels | 106 | 0% | 106 | EA | HRS | HRS | 0 | 0 | 0 | 0 | 0 | 0
CONCRETE STAIR 2 5000PSI
469 |  |  |  | Concrete Treads@ 11'' Width of Stair 4'8'' Reinforcement : #4 @ 12'' O.C Tepm Rebars 5#5 Bottom Bar 5#5 Top Dowels 5#5 Bottom Dowels | 106 | 0% | 106 | EA | HRS | HRS | 0 | 0 | 0 | 0 | 0 | 0
CONCRETE STAIR 3 5000PSI
470 |  |  |  | Concrete Treads@ 11'' Width of Stair 4'8'' Reinforcement : #4 @ 12'' O.C Tepm Rebars 5#5 Bottom Bar 5#5 Top Dowels 5#5 Bottom Dowels | 20 | 0% | 20 | EA | HRS | HRS | 0 | 0 | 0 | 0 | 0 | 0
471 |  |  |  | Concrete Landing Reinforcement : #4 @ 12'' O.C Temp #4 Bar 12'' Long | 18.66 | 10% | 20.526 | SF | HRS | HRS | 0 | 0 | 0 | 0 | 0 | 0
PRECAST CONCRETE DESIGN
472 |  |  |  | 8'' x 8'' Precast Concrete Lintels | 2496.22 | 10% | 2745.842 | FT | HRS | HRS | 0 | 0 | 0 | 0 | 0 | 0
CONCRETE CURB
473 |  |  |  | Conceret Curb | 943.78 | 10% | 1038.158 | FT | HRS | HRS | 0 | 0 | 0 | 0 | 0 | 0
REBARS
474 |  |  |  | #4 Rebars Horz. (in Concrete Walls) | 4190 | 10% | 4609 | LB | HRS | HRS | 0 | 0 | 0 | 0 | 0 | 0
475 |  |  |  | #4 Rebars Vert. (in Concrete Walls) | 4582 | 10% | 5040.2 | LB | HRS | HRS | 0 | 0 | 0 | 0 | 0 | 0
476 |  |  |  | #5 Rebars @ Top "Horz. & Vert." (in 24" Thick Concrete Mat) | 810 | 10% | 891 | LB | HRS | HRS | 0 | 0 | 0 | 0 | 0 | 0
477 |  |  |  | #5 Rebars @ Bottom "Horz. & Vert." (in 24" Thick Concrete Mat) | 1470 | 10% | 1617 | LB | HRS | HRS | 0 | 0 | 0 | 0 | 0 | 0
478 |  |  |  | #5 Rebars (in 8" Structural Slab) | 53720 | 10% | 59092 | LB | HRS | HRS | 0 | 0 | 0 | 0 | 0 | 0
479 |  |  |  | #4 Rebars @ Top (in Concrete Grade Beam) | 11480 | 10% | 12628 | LB | HRS | HRS | 0 | 0 | 0 | 0 | 0 | 0
480 |  |  |  | #4 Rebars @ Bottom (in Concrete Grade Beam) | 4258 | 10% | 4683.8 | LB | HRS | HRS | 0 | 0 | 0 | 0 | 0 | 0
481 |  |  |  | #3 Ties (in Concrete Grade Beam) | 3740 | 10% | 4114 | LB | HRS | HRS | 0 | 0 | 0 | 0 | 0 | 0
482 |  |  |  | #5 Rebars (in Cast-Concrete Lintel) | 980 | 10% | 1078 | LB | HRS | HRS | 0 | 0 | 0 | 0 | 0 | 0
|  |  |  | Subtotal (Concrete) | [5 empty] | 0 |  |  |  | 0 | 0 |  | 0
|  |  | 40000 | DIVISION 04 - MASONRY
CMU WALL RISED STAGE
483 |  |  |  | 8'' Thick CMU Wall With #5 @ 32'' O.C Fill Cell Height: 4'6'' | 526.68 | 10% | 579.348 | SF | HRS | HRS | 0 | 0 | 0 | 0 | 0 | 0
CMU WALL GROUND FLOOR
484 |  |  |  | 8'' Thick Non Load Bearing CMU Wall 7-5/8'' X 7-5/8'' Bond Beam Block with 2#5 Cont Bar 2 # 5, 2'6''x2'6'' Corner Bars | 4990.86 | 10% | 5489.946 | SF | HRS | HRS | 0 | 0 | 0 | 0 | 0 | 0
485 |  |  |  | 12'' Thick Non Load Bearing CMU Wall Height: 14' with #5 @ 32'' Fill Cell | 459.76 | 10% | 505.736 | SF | HRS | HRS | 0 | 0 | 0 | 0 | 0 | 0
486 |  |  |  | 8'' Thick Exterior CMU Wall Height:14' Reinforcement : #5 @ 48'' O.C Vertical Bar 7-5/8''x7-5/8'' Bond Beams Block Reinforcement : 2#5 Cont Bars 2#5 x 2'6''x2'6'' Corner Bar | 1496.92 | 10% | 1646.612 | SF | HRS | HRS | 0 | 0 | 0 | 0 | 0 | 0
487 |  |  |  | 8'' Thick Exterior CMU Wall Height: 10' Reinforcement : #5 @ 48'' O.C Vertical Bar 7-5/8''x7-5/8'' Bond Beams Block Reinforcement : 2#5 Cont Bars 2#5 x 2'6''x2'6'' Corner Bar | 362.2 | 10% | 398.42 | SF | HRS | HRS | 0 | 0 | 0 | 0 | 0 | 0
488 |  |  |  | 8'' Thick Exterior CMU Wall Height: 6' Reinforcement : #5 @ 48'' O.C Vertical Bar 7-5/8''x7-5/8'' Bond Beams Block Reinforcement : 2#5 Cont Bars 2#5 x 2'6''x2'6'' Corner Bar | 1843.86 | 10% | 2028.246 | SF | HRS | HRS | 0 | 0 | 0 | 0 | 0 | 0
CMU WALL 2ND FLOOR
489 |  |  |  | 8'' Thick CMU Wall Height: 3' Solid Grout Fill @ 48'' O.C 3/8'' Mortor Joint | 1315.02 | 10% | 1446.522 | SF | HRS | HRS | 0 | 0 | 0 | 0 | 0 | 0
490 |  |  |  | 8'' Thick CMU Wall Height: 6' Solid Grout Fill @ 48'' O.C 3/8'' Mortor Joint | 7683.78 | 10% | 8452.158 | SF | HRS | HRS | 0 | 0 | 0 | 0 | 0 | 0
491 |  |  |  | 8'' Thick CMU Wall Height: 10' Solid Grout Cell 2 48'' O.C #5 Vertical Bar | 2380 | 10% | 2618 | SF | HRS | HRS | 0 | 0 | 0 | 0 | 0 | 0
492 |  |  |  | 12'' Thick CMU Wall Height: 10' | 437.1 | 10% | 480.81 | SF | HRS | HRS | 0 | 0 | 0 | 0 | 0 | 0
CMU WALLS 3RD TO 6TH FLOOR
493 |  |  |  | 8'' Thick CMU Wall Height: 12'' | 1505 | 10% | 1655.5 | SF | HRS | HRS | 0 | 0 | 0 | 0 | 0 | 0
494 |  |  |  | 8'' Thick CMU Wall Height: 10' Solid Grout Fill Cell @ 48'' O.C with # 5 Vertical Bars 3/8'' Thick Mortor Joint | 13806 | 10% | 15186.6 | SF | HRS | HRS | 0 | 0 | 0 | 0 | 0 | 0
495 |  |  |  | 12'' Thick CMU Wall Height: 10' Solid Grout Fill Cell @ 48'' O.C with # 5 Vertical Bars 3/8'' Thick Mortor Joint | 1015.8 | 10% | 1117.38 | SF | HRS | HRS | 0 | 0 | 0 | 0 | 0 | 0
CMU WALL ROOF
496 |  |  |  | 12'' Thick CMU Wall Height: 10'8'' Solid Grout Fill Cell @ 48'' O.C with # 5 Vertical Bars 3/8'' Thick Mortor Joint | 3198.9266 | 10% | 3518.8193 | SF | HRS | HRS | 0 | 0 | 0 | 0 | 0 | 0
CMU WALLS STAIR ROOM
497 |  |  |  | 12'' Thick CMU Wall Height: 16'3'' Solid Grout Fill Cell @ 48'' O.C with # 5 Vertical Bars 3/8'' Thick Mortor Joint | 995.3125 | 10% | 1094.8438 | SF | HRS | HRS | 0 | 0 | 0 | 0 | 0 | 0
498 |  |  |  | 12'' Thick CMU Wall Height: 14'4'' Solid Grout Fill Cell @ 48'' O.C with # 5 Vertical Bars 3/8'' Thick Mortor Joint | 1124.3318 | 10% | 1236.765 | SF | HRS | HRS | 0 | 0 | 0 | 0 | 0 | 0
499 |  |  |  | 12'' Thick CMU Wall Height: 8'0'' Solid Grout Fill Cell @ 48'' O.C with # 5 Vertical Bars 3/8'' Thick Mortor Joint | 29.52 | 10% | 32.472 | SF | HRS | HRS | 0 | 0 | 0 | 0 | 0 | 0
CONSTRUCTION JOINT
500 |  |  |  | 1/8'' Wide x 1-1/4'' Deep Saw Cut | 2808.01 | 10% | 3088.811 | FT | HRS | HRS | 0 | 0 | 0 | 0 | 0 | 0
|  |  |  | Subtotal (Masonry) | [5 empty] | 0 |  |  |  | 0 | 0 |  | 0
|  |  | 50000 | DIVISION 05 - METALS
METAL COLUMN
501 |  |  |  | HSS12X8X1/2 | 1378.076 | 10% | 1515.8836 | LB | HRS | HRS | 0 | 0 | 0 | 0 | 0 | 0
502 |  |  |  | HSS12X8X5/8 | 3059.22 | 10% | 3365.142 | LB | HRS | HRS | 0 | 0 | 0 | 0 | 0 | 0
503 |  |  |  | HSS8X6X5/8 | 2581.106 | 10% | 2839.2166 | LB | HRS | HRS | 0 | 0 | 0 | 0 | 0 | 0
504 |  |  |  | HSS8X6X1/2 | 3778.542 | 10% | 4156.3962 | LB | HRS | HRS | 0 | 0 | 0 | 0 | 0 | 0
505 |  |  |  | HSS10X6X5/8 | 8039.964 | 10% | 8843.9604 | LB | HRS | HRS | 0 | 0 | 0 | 0 | 0 | 0
506 |  |  |  | HSS10X6X1/2 | 4382.026 | 10% | 4820.2286 | LB | HRS | HRS | 0 | 0 | 0 | 0 | 0 | 0
507 |  |  |  | HSS12X6X5/8 | 1490.58 | 10% | 1639.638 | LB | HRS | HRS | 0 | 0 | 0 | 0 | 0 | 0
508 |  |  |  | HSS6X6X5/8 | 7514.85 | 10% | 8266.335 | LB | HRS | HRS | 0 | 0 | 0 | 0 | 0 | 0
509 |  |  |  | ROUND HSS 16.000X0.438 | 8748 | 10% | 9622.8 | LB | HRS | HRS | 0 | 0 | 0 | 0 | 0 | 0
510 |  |  |  | ROUND HSS 16.000X0.25 | 1347.75 | 10% | 1482.525 | LB | HRS | HRS | 0 | 0 | 0 | 0 | 0 | 0
METAL BEAMS
511 |  |  |  | HSS8X8X3/8 | 1377.288 | 10% | 1515.0168 | LB | HRS | HRS | 0 | 0 | 0 | 0 | 0 | 0
METAL ANGLE
512 |  |  |  | L4x4x3/8 | 841.4604 | 10% | 925.6064 | LB | HRS | HRS | 0 | 0 | 0 | 0 | 0 | 0
513 |  |  |  | S8X18.4 | 917.24 | 10% | 1008.964 | LB | HRS | HRS | 0 | 0 | 0 | 0 | 0 | 0
514 |  |  |  | L4X4X3/8 With 5/8'' Dia x 5'' Long Wedge Anchors @ 24'' O.C | 670.68 | 10% | 737.748 | LB | HRS | HRS | 0 | 0 | 0 | 0 | 0 | 0
515 |  |  |  | W8x24 | 414.24 | 10% | 455.664 | LB | HRS | HRS | 0 | 0 | 0 | 0 | 0 | 0
METAL BASE PLATES
516 |  |  |  | 1-1/2''X18''X22'' Base Plate with 6-JB 7/8''x 18'' Long | 1 | 0% | 1 | EA | HRS | HRS | 0 | 0 | 0 | 0 | 0 | 0
517 |  |  |  | 1-1/2''X24''X24'' Base Plate with 6-JB 7/8''x 18'' Long | 6 | 0% | 6 | EA | HRS | HRS | 0 | 0 | 0 | 0 | 0 | 0
518 |  |  |  | 1''X16''X16'' Base Plate with 4- JB 7/8''x 18'' Long | 1 | 0% | 1 | EA | HRS | HRS | 0 | 0 | 0 | 0 | 0 | 0
519 |  |  |  | 1''X16''X18'' Base Plate with 4-JB 7/8''x 18'' Long | 1 | 0% | 1 | EA | HRS | HRS | 0 | 0 | 0 | 0 | 0 | 0
520 |  |  |  | 1''X16''X20'' Base Plate with 4-JB 7/8''x 18'' Long | 2 | 0% | 2 | EA | HRS | HRS | 0 | 0 | 0 | 0 | 0 | 0
521 |  |  |  | 1''X18''X22'' Base Plate with 6-JB 7/8''x 18'' Long | 2 | 0% | 2 | EA | HRS | HRS | 0 | 0 | 0 | 0 | 0 | 0
522 |  |  |  | 3/4''X24''X24'' Base Plate with 4- JB 7/8''x 12'' Long | 3 | 0% | 3 | EA | HRS | HRS | 0 | 0 | 0 | 0 | 0 | 0
METAL STIFFENER PLATES
523 |  |  |  | 1/4''x4''x4'' Thick Stiffener Plates Welded to Column | 312 | 0% | 312 | EA | HRS | HRS | 0 | 0 | 0 | 0 | 0 | 0
524 |  |  |  | 1-1/2''x 12''x36'' Metal Plate with 8-7/8'' Dia x 5'' Long HS bolt | 1 | 0% | 1 | EA | HRS | HRS | 0 | 0 | 0 | 0 | 0 | 0
525 |  |  |  | 1-1/4''x24''x24'' Metal Plate With 6-7/8'' Dia x 6'' Long HS Bolt | 6 | 0% | 6 | EA | HRS | HRS | 0 | 0 | 0 | 0 | 0 | 0
526 |  |  |  | 1''x14''x14'' Metal Plate With 4-7/8'' Dia x 6'' Long HS Bolt | 1 | 0% | 1 | EA | HRS | HRS | 0 | 0 | 0 | 0 | 0 | 0
527 |  |  |  | 1''x16''x18'' Metal Plate With 6-7/8'' Dia x 5'' Long HS Bolt | 1 | 0% | 1 | EA | HRS | HRS | 0 | 0 | 0 | 0 | 0 | 0
528 |  |  |  | 1''x18''x22'' Metal Plate With 6 - 7/8'' Dia x 5'' Long HS Bolt | 1 | 0% | 1 | EA | HRS | HRS | 0 | 0 | 0 | 0 | 0 | 0
529 |  |  |  | 3/4''x12''x12'' Metal Plates Witrh 4-3/4'' Dia x 5'' Long HS Bolt | 2 | 0% | 2 | EA | HRS | HRS | 0 | 0 | 0 | 0 | 0 | 0
530 |  |  |  | 4' Long Backing Plate | 11 | 0% | 11 | EA | HRS | HRS | 0 | 0 | 0 | 0 | 0 | 0
531 |  |  |  | 7/8''X16''X16'' Metal Plate with 4-HS 3/4'' Dia x 5'' Long | 19 | 0% | 19 | EA | HRS | HRS | 0 | 0 | 0 | 0 | 0 | 0
532 |  |  |  | 7/8''x16''x18'' Metal Plate with 4- 3/4'' Dia x 6'' Long HS Bolt | 18 | 0% | 18 | EA | HRS | HRS | 0 | 0 | 0 | 0 | 0 | 0
533 |  |  |  | 7/8''x16''x20'' Metal Plate With 6-7/8'' Dia x 6'' Long HS Bolt | 1 | 0% | 1 | EA | HRS | HRS | 0 | 0 | 0 | 0 | 0 | 0
534 |  |  |  | 7/8''X18''X18'' Metal Plate with 4-HS 3/4'' Dia x 5'' Long | 2 | 0% | 2 | EA | HRS | HRS | 0 | 0 | 0 | 0 | 0 | 0
535 |  |  |  | 7/8''X18''X22' Metal Plate with 4-HS 3/4'' Dia x 5'' Long | 5 | 0% | 5 | EA | HRS | HRS | 0 | 0 | 0 | 0 | 0 | 0
RAILING
536 |  |  |  | 2'9'' High Guard Rail 1-1/2'' Dia Aluminum Top Rail 1-1/2'' Dia Aluminum Intermediate Rail 1-1/2'' Dia Aluminum Bottom Rail 1-1/2'' Dia Galv Steel Pipe Post @ 4' O.C Height: 2'9'' | 66.33 | 10% | 72.963 | FT | HRS | HRS | 0 | 0 | 0 | 0 | 0 | 0
537 |  |  |  | Aluminimum Decotative Louver Height 4'-0" | 56.36 | 10% | 61.996 | FT | HRS | HRS | 0 | 0 | 0 | 0 | 0 | 0
538 |  |  |  | Railing Coated with poycron Anodic Clear-UC113344 Height: 3-6" | 1563.81 | 10% | 1720.191 | FT | HRS | HRS | 0 | 0 | 0 | 0 | 0 | 0
539 |  |  |  | 4'-2" Alluminimum Gate W/ Horizontal Rail Pattern | 73.34 | 10% | 80.674 | FT | HRS | HRS | 0 | 0 | 0 | 0 | 0 | 0
540 |  |  |  | Railing Coated with poycron Anodic Clear-UC113344 Height: 2'-0" | 1005.83 | 10% | 1106.413 | FT | HRS | HRS | 0 | 0 | 0 | 0 | 0 | 0
GATE
541 |  |  |  | Aluminum Gate With Horizontal Rail with Panic Hardware Key Card Access Self Closer Size: 4'x3'8'' | 20 | 0% | 20 | EA | HRS | HRS | 0 | 0 | 0 | 0 | 0 | 0
FENCE
542 |  |  |  | 5' High Aluminum Fence With Wire Mesh | 203.41 | 10% | 223.751 | FT | HRS | HRS | 0 | 0 | 0 | 0 | 0 | 0
AC SUPPORT RACK
543 |  |  |  | 2'' Aluminum Tube Post | 396 | 10% | 435.6 | FT | HRS | HRS | 0 | 0 | 0 | 0 | 0 | 0
544 |  |  |  | 1/4''X6''X6.5'' Base Plate With 4-3/8'' Dia Power Carbon Steel Wedge Bolt Conc Anchor & 1'' Washer | 264
545 |  |  |  | 1-3/4''x1-3/4'' x0.094 Channel | 128.48 | 10% | 141.328 | FT | HRS | HRS | 0 | 0 | 0 | 0 | 0 | 0
546 |  |  |  | 1-1/2''x1-1/2''x0.125'' Channel | 125.62 | 10% | 138.182 | FT | HRS | HRS | 0 | 0 | 0 | 0 | 0 | 0
547 |  |  |  | 2'' Rail I Beam with 2'' C Channel | 807.62 | 10% | 888.382 | FT | HRS | HRS | 0 | 0 | 0 | 0 | 0 | 0
548 |  |  |  | L3x3x1/8 x 2.5'' Long 6063 T6 Aluminum Angle With 4-#14 Sae Grade 2 Sheet Metal Screw | 880 | 10% | 968 | FT | HRS | HRS | 0 | 0 | 0 | 0 | 0 | 0
CHANNEL
549 |  |  |  | Reccessed Channel | 401.36 | 10% | 441.496 | FT | HRS | HRS | 0 | 0 | 0 | 0 | 0 | 0
STAIR 1
550 |  |  |  | 1-1/2'' Dia Galv Steel Hand Rail With Wall Mounted Steel Brackets | 134.13 | 10% | 147.543 | FT | HRS | HRS | 0 | 0 | 0 | 0 | 0 | 0
551 |  |  |  | 42'' High Guard Rail 1-1/2'' Dia Galv Steel Top & Bottom Rail 1-1/2'' Dia Galv Steel Hand Rail With 1'' Dia Galv Steel Or Aluminum Pipe Bracket 1-1/2'' Dia Galv Steel Post @ 4' O.C Height: 3'6'' 1-1/2'' Dia Galv Steel Post @ 4' O.C Height: 3' | 134.04 | 10% | 147.444 | FT | HRS | HRS | 0 | 0 | 0 | 0 | 0 | 0
STAIR 2
552 |  |  |  | 1-1/2'' Dia Galv Steel Hand Rail With Wall Mounted Steel Brackets | 134.94 | 10% | 148.434 | FT | HRS | HRS | 0 | 0 | 0 | 0 | 0 | 0
553 |  |  |  | 42'' High Guard Rail 1-1/2'' Dia Galv Steel Top & Bottom Rail 1-1/2'' Dia Galv Steel Hand Rail With 1'' Dia Galv Steel Or Aluminum Pipe Bracket 1-1/2'' Dia Galv Steel Post @ 4' O.C Height: 3'6'' 1-1/2'' Dia Galv Steel Post @ 4' O.C Height: 3' | 133.86 | 10% | 147.246 | FT | HRS | HRS | 0 | 0 | 0 | 0 | 0 | 0
STAIR 3
554 |  |  |  | 1-1/2'' Dia Galv Steel Hand Rail With Wall Mounted Steel Brackets | 52.44 | 10% | 57.684 | FT | HRS | HRS | 0 | 0 | 0 | 0 | 0 | 0
METAL COPING
555 |  |  |  | Galvanized Metal Coping System W/ 0.5" dia Counter Sunk Anchor bold @ 6' O.C. | 898.5 | 10% | 988.35 | FT | HRS | HRS | 0 | 0 | 0 | 0 | 0 | 0
BOLLARDS
556 |  |  |  | 6" Dia Concrete Filled Bollard | 6 | 0% | 6 | EA | HRS | HRS | 0 | 0 | 0 | 0 | 0 | 0
PIT LADDER
557 |  |  |  | 9'-0" High Pit Ladder 2.5" x 5/8" Steel Side Rail painted 2.5" x 5/8" Steel bent plate Wall Bracket Painted 7/8" Dia Steel Rungs @ 12" O.C, Length = 1.5' | 2 | 0% | 2 | EA | HRS | HRS | 0 | 0 | 0 | 0 | 0 | 0
METAL CONNECTIONS
558 |  |  |  | Miscellaneous Connections | 1 | 0% | 1 | LS | HRS | HRS | 0 | 0 | 0 | 0 | 0 | 0
|  |  |  | Subtotal (Metals) | [5 empty] | 0 |  |  |  | 0 | 0 |  | 0
|  |  | 60000 | DIVISION 06 - WOOD AND PALSTICS
MILL WORK
559 |  |  |  | Vanity cabnetry Height: 2'-8" Depth: 1'-8" | 603.21 | 10% | 663.531 | FT | HRS | HRS | 0 | 0 | 0 | 0 | 0 | 0
560 |  |  |  | Vanity cabnetry Height: 2'-0" Depth: 1'-8" | 10.64 | 10% | 11.704 | FT | HRS | HRS | 0 | 0 | 0 | 0 | 0 | 0
561 |  |  |  | Kitchen Cabinetry Height: 3'-0" Depth: 2'-0" | 1255.53 | 10% | 1381.083 | FT | HRS | HRS | 0 | 0 | 0 | 0 | 0 | 0
562 |  |  |  | Kitchen Cabinetry Height: 3'-6" Depth: 1'-0" | 1086.33 | 10% | 1194.963 | FT | HRS | HRS | 0 | 0 | 0 | 0 | 0 | 0
563 |  |  |  | Kitchen Cabinetry Height:2'-6" Depth: 1'-0" | 523.45 | 10% | 575.795 | FT | HRS | HRS | 0 | 0 | 0 | 0 | 0 | 0
564 |  |  |  | Kitchen Cabinetry Height: 1'-6" Depth: 1'-0" | 469.58 | 10% | 516.538 | FT | HRS | HRS | 0 | 0 | 0 | 0 | 0 | 0
565 |  |  |  | Kitchen Cabinetry Height: 1'-6" Depth: 1'-0" | 469.58 | 10% | 516.538 | FT | HRS | HRS | 0 | 0 | 0 | 0 | 0 | 0
Millwork ST (29)
566 |  |  |  | 1'-6" Wide Walk In Closet | 347.71 | 10% | 382.481 | FT | HRS | HRS | 0 | 0 | 0 | 0 | 0 | 0
Millwork ST-1 (6)
567 |  |  |  | 1'-6" Wide Walk In Closet | 101.58 | 10% | 111.738 | FT | HRS | HRS | 0 | 0 | 0 | 0 | 0 | 0
Millwork Unit A (36)
568 |  |  |  | 1'-6" Wide Walk In Closet | 498.24 | 10% | 548.064 | FT | HRS | HRS | 0 | 0 | 0 | 0 | 0 | 0
569 |  |  |  | 1'-6" Wide Closet | 158.04 | 10% | 173.844 | FT | HRS | HRS | 0 | 0 | 0 | 0 | 0 | 0
Millwork Unit A-1 (5)
570 |  |  |  | 1'-6" Wide Walk In Closet | 84.4 | 10% | 92.84 | FT | HRS | HRS | 0 | 0 | 0 | 0 | 0 | 0
571 |  |  |  | 1'-6" Wide Closet | 21.7 | 10% | 23.87 | FT | HRS | HRS | 0 | 0 | 0 | 0 | 0 | 0
Millwork Unit B (8)
572 |  |  |  | 1'-6" Wide Walk In Closet | 130.8 | 10% | 143.88 | FT | HRS | HRS | 0 | 0 | 0 | 0 | 0 | 0
573 |  |  |  | 1'-6" Wide Closet | 52.56 | 10% | 57.816 | FT | HRS | HRS | 0 | 0 | 0 | 0 | 0 | 0
Millwork Unit C (4)
574 |  |  |  | 1'-6" Wide Walk In Closet | 84.24 | 10% | 92.664 | FT | HRS | HRS | 0 | 0 | 0 | 0 | 0 | 0
575 |  |  |  | 1'-6" Wide Closet | 19.96 | 10% | 21.956 | FT | HRS | HRS | 0 | 0 | 0 | 0 | 0 | 0
Millwork Unit D (4)
576 |  |  |  | 1'-6" Wide Walk In Closet | 65.96 | 10% | 72.556 | FT | HRS | HRS | 0 | 0 | 0 | 0 | 0 | 0
577 |  |  |  | 1'-6" Wide Closet | 26.44 | 10% | 29.084 | FT | HRS | HRS | 0 | 0 | 0 | 0 | 0 | 0
Millwork Unit D-1 (4)
578 |  |  |  | 1'-6" Wide Walk In Closet | 66.08 | 10% | 72.688 | FT | HRS | HRS | 0 | 0 | 0 | 0 | 0 | 0
579 |  |  |  | 1'-6" Wide Closet | 26.52 | 10% | 29.172 | FT | HRS | HRS | 0 | 0 | 0 | 0 | 0 | 0
Millwork Unit E (6)
580 |  |  |  | 1'-6" Wide Walk In Closet | 74.22 | 10% | 81.642 | FT | HRS | HRS | 0 | 0 | 0 | 0 | 0 | 0
581 |  |  |  | 1'-6" Wide Closet | 39.6 | 10% | 43.56 | FT | HRS | HRS | 0 | 0 | 0 | 0 | 0 | 0
Millwork Unit E-1 (4)
582 |  |  |  | 1'-6" Wide Closet | 50.04 | 10% | 55.044 | FT | HRS | HRS | 0 | 0 | 0 | 0 | 0 | 0
583 |  |  |  | 1'-6" Wide Closet | 25.8 | 10% | 28.38 | FT | HRS | HRS | 0 | 0 | 0 | 0 | 0 | 0
Millwork Unit F (5)
584 |  |  |  | 1'-6" Wide Closet | 24.65 | 10% | 27.115 | FT | HRS | HRS | 0 | 0 | 0 | 0 | 0 | 0
585 |  |  |  | 1'-6" Wide Walk In Closet | 116.75 | 10% | 128.425 | FT | HRS | HRS | 0 | 0 | 0 | 0 | 0 | 0
WOOD BLOCKING
586 |  |  |  | 2" Pt Wood Blocking | 897.5 | 10% | 987.25 | FT | HRS | HRS | 0 | 0 | 0 | 0 | 0 | 0
|  |  |  | Subtotal (Wood and Plastics) | [5 empty] | 0 |  |  |  | 0 | 0 |  | 0
|  |  | 70000 | DIVISION 07 - THERMAL AND MOISTRE PROTECTION
COPING PARAPET WALL
587 |  |  |  | Parapet Wall Coped with NonCombustible WeatherProof Material Height: 5'3'' | 12069.9075 | 10% | 13276.8983 | SF | HRS | HRS | 0 | 0 | 0 | 0 | 0 | 0
ROOF FINISHING
588 |  |  |  | Ply Roofing System | 72100.74 | 10% | 79310.814 | SF | HRS | HRS | 0 | 0 | 0 | 0 | 0 | 0
589 |  |  |  | Expanded Polystyrene Insulation Board | 24033 | 10% | 26436.3 | SF | HRS | HRS | 0 | 0 | 0 | 0 | 0 | 0
590 |  |  |  | Water Proofing Membrane | 24033 | 10% | 26436.3 | SF | HRS | HRS | 0 | 0 | 0 | 0 | 0 | 0
591 |  |  |  | Rigid Insulation | 24033.6 | 10% | 26436.96 | SF | HRS | HRS | 0 | 0 | 0 | 0 | 0 | 0
592 |  |  |  | Pre Cast Overflow Wall Scupper | 55 | 0% | 55 | EA | HRS | HRS | 0 | 0 | 0 | 0 | 0 | 0
593 |  |  |  | Roof Walkway Pad Size: 4'x3' | 91 | 0% | 91 | EA | HRS | HRS | 0 | 0 | 0 | 0 | 0 | 0
INSULATION PAD
594 |  |  |  | 1''X12''X12'' Insulation Pad | 88 | 0% | 88 | EA | HRS | HRS | 0 | 0 | 0 | 0 | 0 | 0
NON SHRINK GROUT PAD
595 |  |  |  | 1-1/2'' Thick Non Shrink Grout SIZE: 16''X16'' | 1 | 0% | 1 | EA | HRS | HRS | 0 | 0 | 0 | 0 | 0 | 0
596 |  |  |  | 1-1/2'' Thick Non Shrink Grout SIZE: 16''X18'' | 1 | 0% | 1 | EA | HRS | HRS | 0 | 0 | 0 | 0 | 0 | 0
597 |  |  |  | 1-1/2'' Thick Non Shrink Grout SIZE: 16''X20'' | 2 | 0% | 2 | EA | HRS | HRS | 0 | 0 | 0 | 0 | 0 | 0
598 |  |  |  | 1-1/2'' Thick Non Shrink Grout SIZE: 18''X22'' | 2 | 0% | 2 | EA | HRS | HRS | 0 | 0 | 0 | 0 | 0 | 0
599 |  |  |  | 1-1/2'' Thick Non Shrink Grout SIZE: 18''X22'' | 1 | 0% | 1 | EA | HRS | HRS | 0 | 0 | 0 | 0 | 0 | 0
600 |  |  |  | 1-1/2'' Thick Non Shrink Grout SIZE: 24''X24'' | 9 | 0% | 9 | EA | HRS | HRS | 0 | 0 | 0 | 0 | 0 | 0
THERMAL INSULATION
601 |  |  |  | 10 MIL Vapor Barrier | 24642 | 10% | 27106.2 | SF | HRS | HRS | 0 | 0 | 0 | 0 | 0 | 0
CONSTRUCTION JOINT
602 |  |  |  | 3/8'' Joint Filled Material Rigid Insulation Board | 2286.68 | 10% | 2515.348 | FT | HRS | HRS | 0 | 0 | 0 | 0 | 0 | 0
SEALENT
603 |  |  |  | Sika Flex 1A Sealent | 1799 | 10% | 1978.9 | FT | HRS | HRS | 0 | 0 | 0 | 0 | 0 | 0
DRIP EDGE
604 |  |  |  | Drip Edge | 2711 | 10% | 2982.1 | FT | HRS | HRS | 0 | 0 | 0 | 0 | 0 | 0
|  |  |  | Subtotal (Thermal and Moisture Protection) | [5 empty] | 0 |  |  |  | 0 | 0 |  | 0
|  |  | 80000 | DIVISION 08 - OPENINGS
ALUMINUM DOORS AND FRAMES
605 |  |  |  | Door Size: 3'-0"x8'-0" Material: Metal Finish: Primed Smooth for Paint Frame Type: HMF Frame Finish: Primed Smooth for Paint | 2 | 0% | 2 | EA | HRS | HRS | 0 | 0 | 0 | 0 | 0 | 0
606 |  |  |  | Door Size: 3'-6"x8'-0" Material: Metal Finish: Primed Smooth for Paint Frame Type: HMF Frame Finish: Primed Smooth for Paint | 1 | 0% | 1 | EA | HRS | HRS | 0 | 0 | 0 | 0 | 0 | 0
607 |  |  |  | Door Size: 6'-0"x8'-0" Material: Metal Finish: Primed Smooth for Paint Frame Type: HMF Frame Finish: Primed Smooth for Paint | 1 | 0% | 1 | EA | HRS | HRS | 0 | 0 | 0 | 0 | 0 | 0
608 |  |  |  | Door Size: 6'-0"x8'-0" Material: Metal Finish: Primed Smooth for Paint Frame Type: HMF Frame Finish: Primed Smooth for Paint | 1 | 0% | 1 | EA | HRS | HRS | 0 | 0 | 0 | 0 | 0 | 0
609 |  |  |  | 112 Door (#1) Size: 6'-0"x8'-0" Material: Metal Finish: Primed Smooth for Paint Frame Type: HMF Frame Finish: Primed Smooth for Paint | 1 | 0% | 1 | EA | HRS | HRS | 0 | 0 | 0 | 0 | 0 | 0
610 |  |  |  | 113 Door (#1) Size: 6'-0"x8'-0" Material: Metal Finish: Primed Smooth for Paint Frame Type: HMF Frmae Finish: Primed Smooth for Paint | 1 | 0% | 1 | EA | HRS | HRS | 0 | 0 | 0 | 0 | 0 | 0
611 |  |  |  | Door Size: 6'-0"x7'-0" Material: Metal Finish: Primed Smooth for Paint Frame Type: HMF Frmae Finish: Primed Smooth for Paint | 1 | 0% | 1 | EA | HRS | HRS | 0 | 0 | 0 | 0 | 0 | 0
612 |  |  |  | Door Size: 3'-0"x7'-0" Material: Wood Composite Finish: Primed Smooth for Paint Frame Type: HMF Frmae Finish: Primed Smooth for Paint | 122 | 0% | 122 | EA | HRS | HRS | 0 | 0 | 0 | 0 | 0 | 0
613 |  |  |  | Door Size: 3'-0"x7'-0" Material: Metal Finish: Primed Smooth for Paint Frame Type: HMF Frmae Finish: Primed Smooth for Paint | 5 | 0% | 5 | EA | HRS | HRS | 0 | 0 | 0 | 0 | 0 | 0
614 |  |  |  | Door Size: 3'-0"x7'-0" Material: Metal Finish: Primed Smooth for Paint Frame Type: HMF Frmae Finish: Primed Smooth for Paint | 3 | 0% | 3 | EA | HRS | HRS | 0 | 0 | 0 | 0 | 0 | 0
615 |  |  |  | Door Size: 3'-0"x8'-0" Material: Metal Finish: Primed Smooth for Paint Frame Type: HMF Frmae Finish: Primed Smooth for Paint | 2 | 0% | 2 | EA | HRS | HRS | 0 | 0 | 0 | 0 | 0 | 0
616 |  |  |  | Door Size: 6'-0"x8'-0" Material: Metal Finish: Primed Smooth for Paint Frame Type: HMF Frmae Finish: Primed Smooth for Paint | 1 | 0% | 1 | EA | HRS | HRS | 0 | 0 | 0 | 0 | 0 | 0
617 |  |  |  | Door Size: 3'-0"x7'-0" Material: Metal Finish: Primed Smooth for Paint Frame Type: HMF Frmae Finish: Primed Smooth for Paint | 1 | 0% | 1 | EA | HRS | HRS | 0 | 0 | 0 | 0 | 0 | 0
618 |  |  |  | Door Size: 6'-0"x7'-0" Material: Metal Finish: Primed Smooth for Paint Frame Type: HMF Frmae Finish: Primed Smooth for Paint | 1 | 0% | 1 | EA | HRS | HRS | 0 | 0 | 0 | 0 | 0 | 0
619 |  |  |  | Door Size: 2'-10"x7'-0" Material: Metal Finish: Primed Smooth for Paint Frame Type: HMF Frmae Finish: Primed Smooth for Paint | 1 | 0% | 1 | EA | HRS | HRS | 0 | 0 | 0 | 0 | 0 | 0
620 |  |  |  | Door Size: 8'-0"x8'-0" Material: Alum./Metall Frmae Finish: Primed Smooth for Paint | 99 | 0% | 99 | EA | HRS | HRS | 0 | 0 | 0 | 0 | 0 | 0
621 |  |  |  | Door Size: '3-6"x7'-0" Material: Metal Finish: Primed Smooth for Paint Frame Type: HMF Frmae Finish: Primed Smooth for Paint | 1 | 0% | 1 | EA | HRS | HRS | 0 | 0 | 0 | 0 | 0 | 0
622 |  |  |  | Door Size: 3'-0"x8'-0" Material: Metal Finish: Primed Smooth for Paint Frame Type: HMF Frmae Finish: Primed Smooth for Paint | 1 | 0% | 1 | EA | HRS | HRS | 0 | 0 | 0 | 0 | 0 | 0
623 |  |  |  | Door Size: 5'-0"x8'-0" Material: Metal Finish: Primed Smooth for Paint Frame Type: HMF Frmae Finish: Primed Smooth for Paint | 4 | 0% | 4 | EA | HRS | HRS | 0 | 0 | 0 | 0 | 0 | 0
624 |  |  |  | Door Size: 4'-0"x6'-8" Material: Wood Composite Finish: Primed Smooth for Paint | 57 | 0% | 57 | EA | HRS | HRS | 0 | 0 | 0 | 0 | 0 | 0
625 |  |  |  | Door Size: 3'-0"x6'-8" Material: Wood Composite Finish: Primed Smooth for Paint Frame Type: Wood Composite Frmae Finish: Primed Smooth for Paint | 95 | 0% | 95 | EA | HRS | HRS | 0 | 0 | 0 | 0 | 0 | 0
626 |  |  |  | Door Size: 2'-6"x6'-8" Material: Wood Composite Finish: Primed Smooth for Paint Frame Type: Wood Composite Frmae Finish: Primed Smooth for Paint | 79 | 0% | 79 | EA | HRS | HRS | 0 | 0 | 0 | 0 | 0 | 0
627 |  |  |  | Door Size: 6'-0"x6'-8" Material: Wood Composite Finish: Primed Smooth for Paint | 8 | 0% | 8 | EA | HRS | HRS | 0 | 0 | 0 | 0 | 0 | 0
Window
628 |  |  |  | Window Size: 2'-8"x4'-6" Material: Aluminimum Finish: Mil Finish Color Impact Resistant, No Mullion | 95 | 0% | 95 | EA | HRS | HRS | 0 | 0 | 0 | 0 | 0 | 0
629 |  |  |  | Window Size: 4'-0"x4'-6" Material: Aluminimum Finish: Mil Finish Color Impact Resistant, No Mullion | 35 | 0% | 35 | EA | HRS | HRS | 0 | 0 | 0 | 0 | 0 | 0
630 |  |  |  | Window Size: 6'-0"x4'-6" Material: Aluminimum Finish: Mil Finish Color Impact Resistant, No Mullion | 140 | 0% | 140 | EA | HRS | HRS | 0 | 0 | 0 | 0 | 0 | 0
Storefront Door
631 |  |  |  | Storefront Door (Single Swing) Size: 3'-0"x7' 9 1/2" Provude Electrically Controlled Egress Door Assembly in accordance with FFPC 7.2.1.6.2 Panic Hardware-Aluminimum Mil Finish | 1 | 0% | 1 | EA | HRS | HRS | 0 | 0 | 0 | 0 | 0 | 0
632 |  |  |  | Storefront Door (Single Swing) Size: 3'-7"x7' 10 3/4" Provude Electrically Controlled Egress Door Assembly in accordance with FFPC 7.2.1.6.2 Panic Hardware-Aluminimum Mil Finish | 1 | 0% | 1 | EA | HRS | HRS | 0 | 0 | 0 | 0 | 0 | 0
633 |  |  |  | Storefront Door (Single Swing) Size: 3'-8 1/4"x8' 10 3/4" Panic Hardware-Aluminimum Mil Finis | 2 | 0% | 2 | EA | HRS | HRS | 0 | 0 | 0 | 0 | 0 | 0
634 |  |  |  | Storefront Door (Curtain Panel) Size: 19'-7"x8'9 1/2" Panic Hardware-Aluminimum Mil Finis | 1 | 0% | 1 | EA | HRS | HRS | 0 | 0 | 0 | 0 | 0 | 0
635 |  |  |  | Storefront Door (Curtain Panel Folding) Size: 16'-3"x8'-9 1/2" Panic Hardware-Aluminimum Mil Finis | 1 | 0% | 1 | EA | HRS | HRS | 0 | 0 | 0 | 0 | 0 | 0
636 |  |  |  | Storefront Door (Double Swing) Size: 6'-0"x8'-10 3/4" Provude Electrically Controlled Egress Door Assembly in accordance with FFPC 7.2.1.6.2 Panic Hardware-Aluminimum Mil Finish | 2 | 0% | 2 | EA | HRS | HRS | 0 | 0 | 0 | 0 | 0 | 0
637 |  |  |  | Storefront Door (Double Swing) Size: 5'-4"x7'-9 1/2" Provude Electrically Controlled Egress Door Assembly in accordance with FFPC 7.2.1.6.2 Panic Hardware-Aluminimum Mil Finish | 1 | 0% | 1 | EA | HRS | HRS | 0 | 0 | 0 | 0 | 0 | 0
638 |  |  |  | Storefront Door (Single Swi) Size: 3'-0"x7'-9 1/2" Aluminimum Mil Finish | 1 | 0% | 1 | EA | HRS | HRS | 0 | 0 | 0 | 0 | 0 | 0
639 |  |  |  | Storefront Door (Single Swing) Size: 3'-4 1/4"x8'-9 1/2" Aluminimum Mil Finish | 1 | 0% | 1 | EA | HRS | HRS | 0 | 0 | 0 | 0 | 0 | 0
640 |  |  |  | Storefront Door (Single Swing) Size: 3'-4 1/4"x8'-9 1/2" Aluminimum Mil Finish | 1 | 0% | 1 | EA | HRS | HRS | 0 | 0 | 0 | 0 | 0 | 0
STOREFRONT
641 |  |  |  | Storefront Size: 4'-8"x4'-6" | 9 | 0% | 9 | EA | HRS | HRS | 0 | 0 | 0 | 0 | 0 | 0
642 |  |  |  | Storefront Size: 4'-8"x8'-0" | 1 | 0% | 1 | EA | HRS | HRS | 0 | 0 | 0 | 0 | 0 | 0
643 |  |  |  | Storefront Size: 16'-8"x14'-0" | 1 | 0% | 1 | EA | HRS | HRS | 0 | 0 | 0 | 0 | 0 | 0
644 |  |  |  | Storefront Size: 20'-0"x14'-0" | 1 | 0% | 1 | EA | HRS | HRS | 0 | 0 | 0 | 0 | 0 | 0
645 |  |  |  | Storefront Size: 12'-0"x9'-0" | 1 | 0% | 1 | EA | HRS | HRS | 0 | 0 | 0 | 0 | 0 | 0
646 |  |  |  | Storefront Size: 19'-2"x14'-0" | 1 | 0% | 1 | EA | HRS | HRS | 0 | 0 | 0 | 0 | 0 | 0
647 |  |  |  | Storefront Size: 20'-0"x14'-0" | 2 | 0% | 2 | EA | HRS | HRS | 0 | 0 | 0 | 0 | 0 | 0
648 |  |  |  | Storefront Size: 11'-0"x9'-0" | 2 | 0% | 2 | EA | HRS | HRS | 0 | 0 | 0 | 0 | 0 | 0
649 |  |  |  | Storefront Size: 13'-4"x14'-0" | 1 | 0% | 1 | EA | HRS | HRS | 0 | 0 | 0 | 0 | 0 | 0
650 |  |  |  | Storefront Size: 14'-0"x14'-0' | 1 | 0% | 1 | EA | HRS | HRS | 0 | 0 | 0 | 0 | 0 | 0
651 |  |  |  | Storefront Size: 16'-0"x9'-0" | 2 | 0% | 2 | EA | HRS | HRS | 0 | 0 | 0 | 0 | 0 | 0
652 |  |  |  | Storefront Size: 11'-0x9'-0" | 1 | 0% | 1 | EA | HRS | HRS | 0 | 0 | 0 | 0 | 0 | 0
653 |  |  |  | Storefront Size: 6'-0"x14'-0" | 1 | 0% | 1 | EA | HRS | HRS | 0 | 0 | 0 | 0 | 0 | 0
654 |  |  |  | Storefront Size: 12'-0"x14'-0" | 2 | 0% | 2 | EA | HRS | HRS | 0 | 0 | 0 | 0 | 0 | 0
655 |  |  |  | Storefront Size: 6'-0"x14'-0" | 1 | 0% | 1 | EA | HRS | HRS | 0 | 0 | 0 | 0 | 0 | 0
656 |  |  |  | Storefront Size: 5'-9"x8'-0" | 1 | 0% | 1 | EA | HRS | HRS | 0 | 0 | 0 | 0 | 0 | 0
657 |  |  |  | Storefront Size: 7'-0x10'-0" | 1 | 0% | 1 | EA | HRS | HRS | 0 | 0 | 0 | 0 | 0 | 0
658 |  |  |  | Storefront Size: 10'-0"x9'-0" | 1 | 0% | 1 | EA | HRS | HRS | 0 | 0 | 0 | 0 | 0 | 0
659 |  |  |  | Storefront Size: 11'-0"x9'-0" | 1 | 0% | 1 | EA | HRS | HRS | 0 | 0 | 0 | 0 | 0 | 0
660 |  |  |  | Storefront Size: 3'-8"x9'-0" | 1 | 0% | 1 | EA | HRS | HRS | 0 | 0 | 0 | 0 | 0 | 0
661 |  |  |  | Storefront Size: 8'-0"x9'-0" | 1 | 0% | 1 | EA | HRS | HRS | 0 | 0 | 0 | 0 | 0 | 0
662 |  |  |  | Storefront Size: 4'-0"x10'-0" | 1 | 0% | 1 | EA | HRS | HRS | 0 | 0 | 0 | 0 | 0 | 0
663 |  |  |  | Storefront Size: 3'-5"x10'-0" | 1 | 0% | 1 | EA | HRS | HRS | 0 | 0 | 0 | 0 | 0 | 0
664 |  |  |  | Storefront Size: 7'-0"x9'-0" | 1 | 0% | 1 | EA | HRS | HRS | 0 | 0 | 0 | 0 | 0 | 0
|  |  |  | Subtotal (Doors and Windows) | [5 empty] | 0 |  |  |  | 0 | 0 |  | 0
|  |  | 90000 | DIVISION 09 - FINISHES
EXTERIOR FINISHING
665 |  |  |  | Building Address Number Sign. Sinage shall be Comply with Planning and Zonning Requirements | 1 | 0% | 1 | EA | HRS | HRS | 0 | 0 | 0 | 0 | 0 | 0
666 |  |  |  | Pre Cast Overflow Wall Scupper | 21 | 0% | 21 | EA | HRS | HRS | 0 | 0 | 0 | 0 | 0 | 0
667 |  |  |  | BM Bonifant White DC-03 5/8" Cementitinous Finish (Two Coats) as Specified FBc Section 2512. Backed Metal Lath | 18290.83 | 10% | 20119.913 | SF | HRS | HRS | 0 | 0 | 0 | 0 | 0 | 0
668 |  |  |  | BM Marilyn's Dress 2125-60 5/8" Cementitinous Finish (Two Coats) as Specified FBc Section 2512. Backed Metal Lath | 11726.02 | 10% | 12898.622 | SF | HRS | HRS | 0 | 0 | 0 | 0 | 0 | 0
669 |  |  |  | BM Sweet Innocence 2125-50 5/8" Cementitinous Finish (Two Coats) as Specified FBc Section 2512. Backed Metal Lath | 6442.55 | 10% | 7086.805 | SF | HRS | HRS | 0 | 0 | 0 | 0 | 0 | 0
670 |  |  |  | BM Shadow Gray 2125-40 5/8" Cementitinous Finish (Two Coats) as Specified FBc Section 2512. Backed Metal Lath | 2304.94 | 10% | 2535.434 | SF | HRS | HRS | 0 | 0 | 0 | 0 | 0 | 0
671 |  |  |  | BM gray Shower 2125-30 5/8" Cementitinous Finish (Two Coats) as Specified FBc Section 2512. Backed Metal Lath | 7144.58 | 10% | 7859.038 | SF | HRS | HRS | 0 | 0 | 0 | 0 | 0 | 0
672 |  |  |  | Simulated Wood Siding (Cementitious finish or approved equal horizontal scoreline pattern color BM Maryville Brown HC-75) 5/8" Cementitinous Finish (Two Coats) as Specified FBc Section 2512. Backed Metal Lath | 4038.48 | 10% | 4442.328 | SF | HRS | HRS | 0 | 0 | 0 | 0 | 0 | 0
673 |  |  |  | Simulated Wall Panel (Cementitious Finish or Approved Equal Vertical Scoreline color BM Metallic Silver 2132-60) 5/8" Cementitinous Finish (Two Coats) as Specified FBc Section 2512. Backed Metal Lath | 13763.98 | 10% | 15140.378 | SF | HRS | HRS | 0 | 0 | 0 | 0 | 0 | 0
674 |  |  |  | Simulated Wall Panel( Cementitious Finish or Approved equal vertical Pattern color BM Patina 1195) 5/8" Cementitinous Finish (Two Coats) as Specified FBc Section 2512. Backed Metal Lath | 736.74 | 10% | 810.414 | SF | HRS | HRS | 0 | 0 | 0 | 0 | 0 | 0
BATHROOM TILES
675 |  |  |  | Ceramic Tile Over Thinset Mortor Bond (H=8'-0") | 39489.36 | 10% | 43438.296 | SF | HRS | HRS | 0 | 0 | 0 | 0 | 0 | 0
GLASS RAILING
676 |  |  |  | Glass Railing Height 4'-0" | 1510.95 | 10% | 1662.045 | FT | HRS | HRS | 0 | 0 | 0 | 0 | 0 | 0
WALL FINISHES
First Floor Interior Wall Unit St (4)
P4 (H = 12'-0", L 163 FT)
677 |  |  |  | 6" Metal Studs @ 16" O.C | 1956 | 10% | 2151.6 | SF | HRS | HRS | 0 | 0 | 0 | 0 | 0 | 0
678 |  |  |  | 5/8" Type X Gypsum Wall Board - 1 Hr. Fire Rated | 3912 | 10% | 4303.2 | SF | HRS | HRS | 0 | 0 | 0 | 0 | 0 | 0
679 |  |  |  | Sound Batt Insulation | 1956 | 10% | 2151.6 | SF | HRS | HRS | 0 | 0 | 0 | 0 | 0 | 0
680 |  |  |  | Wall Paint | 3912 | 10% | 4303.2 | SF | HRS | HRS | 0 | 0 | 0 | 0 | 0 | 0
P2 (H = 12'-0", L = 195 FT)
681 |  |  |  | 3-1/2" Metal Studs @ 16" O.C | 2340 | 10% | 2574 | SF | HRS | HRS | 0 | 0 | 0 | 0 | 0 | 0
682 |  |  |  | 5/8" Gypsum Wall Board | 4680 | 10% | 5148 | SF | HRS | HRS | 0 | 0 | 0 | 0 | 0 | 0
683 |  |  |  | Sound Batt Insulation | 2340 | 10% | 2574 | SF | HRS | HRS | 0 | 0 | 0 | 0 | 0 | 0
684 |  |  |  | Wall Paint | 4680 | 10% | 5148 | SF | HRS | HRS | 0 | 0 | 0 | 0 | 0 | 0
F1 (H = 12'-0", L = 111 FT)
685 |  |  |  | 1-5/8" Metal C Furring @ 16" O.C | 1332 | 10% | 1465.2 | SF | HRS | HRS | 0 | 0 | 0 | 0 | 0 | 0
686 |  |  |  | 5/8" Gypsum Wall Board | 1332 | 10% | 1465.2 | SF | HRS | HRS | 0 | 0 | 0 | 0 | 0 | 0
687 |  |  |  | Sound Batt Insulation | 1332 | 10% | 1465.2 | SF | HRS | HRS | 0 | 0 | 0 | 0 | 0 | 0
688 |  |  |  | Wall Paint | 1332 | 10% | 1465.2 | SF | HRS | HRS | 0 | 0 | 0 | 0 | 0 | 0
F2 (H = 12'-0", L = 75 FT)
689 |  |  |  | 1-5/8" Metal C Furring @ 16" O.C | 900 | 10% | 990 | SF | HRS | HRS | 0 | 0 | 0 | 0 | 0 | 0
690 |  |  |  | 5/8" Gypsum Wall Board | 900 | 10% | 990 | SF | HRS | HRS | 0 | 0 | 0 | 0 | 0 | 0
691 |  |  |  | Sound Batt Insulation | 900 | 10% | 990 | SF | HRS | HRS | 0 | 0 | 0 | 0 | 0 | 0
692 |  |  |  | Wall Paint | 900 | 10% | 990 | SF | HRS | HRS | 0 | 0 | 0 | 0 | 0 | 0
P4 @ Wet Area (H = 12'-0", L = 40 FT)
693 |  |  |  | 6" Metal Studs @ 16" O.C | 480 | 10% | 528 | SF | HRS | HRS | 0 | 0 | 0 | 0 | 0 | 0
694 |  |  |  | 5/8" Type X Moisture Resistive Gypsum Wall Board - 1 Hr. Fire Rated | 960 | 10% | 1056 | SF | HRS | HRS | 0 | 0 | 0 | 0 | 0 | 0
695 |  |  |  | Sound Batt Insulation | 480 | 10% | 528 | SF | HRS | HRS | 0 | 0 | 0 | 0 | 0 | 0
696 |  |  |  | Wall Paint | 320 | 10% | 352 | SF | HRS | HRS | 0 | 0 | 0 | 0 | 0 | 0
F1 @ Wet Area (H = 12'-0", L = 22 FT)
697 |  |  |  | 1-5/8" Metal C Furring @ 16" O.C | 264 | 10% | 290.4 | SF | HRS | HRS | 0 | 0 | 0 | 0 | 0 | 0
698 |  |  |  | 5/8" Mositure Resistive Gypsum Wall Board | 264 | 10% | 290.4 | SF | HRS | HRS | 0 | 0 | 0 | 0 | 0 | 0
699 |  |  |  | Sound Batt Insulation | 264 | 10% | 290.4 | SF | HRS | HRS | 0 | 0 | 0 | 0 | 0 | 0
700 |  |  |  | Wall Paint | 176 | 10% | 193.6 | SF | HRS | HRS | 0 | 0 | 0 | 0 | 0 | 0
P2 @ Wet Area (H = 12'-0", L = 38 FT)
701 |  |  |  | 3-1/2" Metal Studs @ 16" O.C | 456 | 10% | 501.6 | SF | HRS | HRS | 0 | 0 | 0 | 0 | 0 | 0
702 |  |  |  | 5/8" Moisture Resistive Gypsum Wall Board | 912 | 10% | 1003.2 | SF | HRS | HRS | 0 | 0 | 0 | 0 | 0 | 0
703 |  |  |  | Sound Batt Insulation | 456 | 10% | 501.6 | SF | HRS | HRS | 0 | 0 | 0 | 0 | 0 | 0
704 |  |  |  | Wall Paint | 304 | 10% | 334.4 | SF | HRS | HRS | 0 | 0 | 0 | 0 | 0 | 0
CEILING FINISHES
Ceiling Finishes Unit ST (29)
705 |  |  |  | 5/8" Cementitious Finish Direct Applied To Structural Slab | 2048.85 | 10% | 2253.735 | SF | HRS | HRS | 0 | 0 | 0 | 0 | 0 | 0
706 |  |  |  | Suspended / Furred Gypsum Board Ceiling | 4012.73 | 10% | 4414.003 | SF | HRS | HRS | 0 | 0 | 0 | 0 | 0 | 0
707 |  |  |  | Suspended / Furred Moisture Resistive Gypsum Board Ceiling | 2116.42 | 10% | 2328.062 | SF | HRS | HRS | 0 | 0 | 0 | 0 | 0 | 0
Ceiling Finishes Unit ST-1 (6)
708 |  |  |  | 5/8" Cementitious Finish Direct Applied To Structural Slab | 589.56 | 10% | 648.516 | SF | HRS | HRS | 0 | 0 | 0 | 0 | 0 | 0
709 |  |  |  | Suspended / Furred Gypsum Board Ceiling | 812.64 | 10% | 893.904 | SF | HRS | HRS | 0 | 0 | 0 | 0 | 0 | 0
710 |  |  |  | Suspended / Furred Moisture Resistive Gypsum Board Ceiling | 438 | 10% | 481.8 | SF | HRS | HRS | 0 | 0 | 0 | 0 | 0 | 0
Ceiling Finishes Unit A (36)
711 |  |  |  | 5/8" Cementitious Finish Direct Applied To Structural Slab | 2819.88 | 10% | 3101.868 | SF | HRS | HRS | 0 | 0 | 0 | 0 | 0 | 0
712 |  |  |  | Suspended / Furred Gypsum Board Ceiling | 5740.92 | 10% | 6315.012 | SF | HRS | HRS | 0 | 0 | 0 | 0 | 0 | 0
713 |  |  |  | Suspended / Furred Moisture Resistive Gypsum Board Ceiling | 2427.12 | 10% | 2669.832 | SF | HRS | HRS | 0 | 0 | 0 | 0 | 0 | 0
Ceiling Finishes Unit A1 (5)
714 |  |  |  | 5/8" Cementitious Finish Direct Applied To Structural Slab | 723 | 10% | 795.3 | SF | HRS | HRS | 0 | 0 | 0 | 0 | 0 | 0
715 |  |  |  | Suspended / Furred Gypsum Board Ceiling | 821.4 | 10% | 903.54 | SF | HRS | HRS | 0 | 0 | 0 | 0 | 0 | 0
716 |  |  |  | Suspended / Furred Moisture Resistive Gypsum Board Ceiling | 332.75 | 10% | 366.025 | SF | HRS | HRS | 0 | 0 | 0 | 0 | 0 | 0
Ceiling Finishes Unit B (8)
717 |  |  |  | 5/8" Cementitious Finish Direct Applied To Structural Slab | 401.44 | 10% | 441.584 | SF | HRS | HRS | 0 | 0 | 0 | 0 | 0 | 0
718 |  |  |  | Suspended / Furred Gypsum Board Ceiling | 1479.36 | 10% | 1627.296 | SF | HRS | HRS | 0 | 0 | 0 | 0 | 0 | 0
719 |  |  |  | Suspended / Furred Moisture Resistive Gypsum Board Ceiling | 678.96 | 10% | 746.856 | SF | HRS | HRS | 0 | 0 | 0 | 0 | 0 | 0
FLOOR FINISHES
Floor Finishes Unit ST (29)
720 |  |  |  | Luxury Vinyl Tile Flooring | 14673 | 10% | 16140.3 | SF | HRS | HRS | 0 | 0 | 0 | 0 | 0 | 0
721 |  |  |  | Tile Flooring | 2116.42 | 10% | 2328.062 | SF | HRS | HRS | 0 | 0 | 0 | 0 | 0 | 0
722 |  |  |  | Polished Concrete Flooring | 2048.85 | 10% | 2253.735 | SF | HRS | HRS | 0 | 0 | 0 | 0 | 0 | 0
Floor Finishes Unit ST-1 (6)
723 |  |  |  | Luxury Vinyl Tile Flooring | 3162.72 | 10% | 3478.992 | SF | HRS | HRS | 0 | 0 | 0 | 0 | 0 | 0
724 |  |  |  | Tile Flooring | 438 | 10% | 481.8 | SF | HRS | HRS | 0 | 0 | 0 | 0 | 0 | 0
725 |  |  |  | Polished Concrete Flooring | 589.56 | 10% | 648.516 | SF | HRS | HRS | 0 | 0 | 0 | 0 | 0 | 0
Floor Finishes Unit A (36)
726 |  |  |  | Luxury Vinyl Tile Flooring | 21994.92 | 10% | 24194.412 | SF | HRS | HRS | 0 | 0 | 0 | 0 | 0 | 0
727 |  |  |  | Tile Flooring | 2427.12 | 10% | 2669.832 | SF | HRS | HRS | 0 | 0 | 0 | 0 | 0 | 0
728 |  |  |  | Polished Concrete Flooring | 2819.88 | 10% | 3101.868 | SF | HRS | HRS | 0 | 0 | 0 | 0 | 0 | 0
Floor Finishes Unit A-1 (5)
729 |  |  |  | Luxury Vinyl Tile Flooring | 3216.4 | 10% | 3538.04 | SF | HRS | HRS | 0 | 0 | 0 | 0 | 0 | 0
730 |  |  |  | Tile Flooring | 332.75 | 10% | 366.025 | SF | HRS | HRS | 0 | 0 | 0 | 0 | 0 | 0
731 |  |  |  | Polished Concrete Flooring | 723 | 10% | 795.3 | SF | HRS | HRS | 0 | 0 | 0 | 0 | 0 | 0
Floor Finishes Unit B (8)
732 |  |  |  | Luxury Vinyl Tile Flooring | 4709.92 | 10% | 5180.912 | SF | HRS | HRS | 0 | 0 | 0 | 0 | 0 | 0
733 |  |  |  | Tile Flooring | 678.96 | 10% | 746.856 | SF | HRS | HRS | 0 | 0 | 0 | 0 | 0 | 0
734 |  |  |  | Polished Concrete Flooring | 401.44 | 10% | 441.584 | SF | HRS | HRS | 0 | 0 | 0 | 0 | 0 | 0
WALL BASE
735 |  |  |  | LVT Wall Base | 20473 | 10% | 22520.3 | FT | HRS | HRS | 0 | 0 | 0 | 0 | 0 | 0
THRESHOLD
736 |  |  |  | Saddle Threshold | 26.47 | 10% | 29.117 | FT | HRS | HRS | 0 | 0 | 0 | 0 | 0 | 0
737 |  |  |  | Aluminium Threshold | 443.7 | 10% | 488.07 | FT | HRS | HRS | 0 | 0 | 0 | 0 | 0 | 0
738 |  |  |  | Marble Threshold | 1721.1 | 10% | 1893.21 | FT | HRS | HRS | 0 | 0 | 0 | 0 | 0 | 0
|  |  |  | Subtotal (Finishes) | [5 empty] | 0 |  |  |  | 0 | 0 |  | 0
|  |  | 100000 | DIVISION 10 - SPECIALITIES
SPECIALTIES
739 |  |  |  | 3/4" Quartz Vanity Counter Top | 1205.93 | 10% | 1326.523 | SF | HRS | HRS | 0 | 0 | 0 | 0 | 0 | 0
740 |  |  |  | Towel Bar Width: 1'-6" | 39 | 0% | 39 | EA | HRS | HRS | 0 | 0 | 0 | 0 | 0 | 0
741 |  |  |  | Provide Reinforcement for Grab Bar (Plywood) | 967.61 | 10% | 1064.371 | SF | HRS | HRS | 0 | 0 | 0 | 0 | 0 | 0
742 |  |  |  | Bathroom Mirror Size: 3'-6"x3'-2" | 135 | 0% | 135 | EA | HRS | HRS | 0 | 0 | 0 | 0 | 0 | 0
743 |  |  |  | Bathroom Vanity Backsplash | 630.41 | 10% | 693.451 | FT | HRS | HRS | 0 | 0 | 0 | 0 | 0 | 0
744 |  |  |  | Shower Enclosure Sliding Glass Door Size: 5'-0"x7'-0" | 46 | 0% | 46 | EA | HRS | HRS | 0 | 0 | 0 | 0 | 0 | 0
745 |  |  |  | 3/4" Quartz Countertop (Kitchen) | 4485.38 | 10% | 4933.918 | SF | HRS | HRS | 0 | 0 | 0 | 0 | 0 | 0
746 |  |  |  | Backsplash (Kitchen) | 1672.9 | 10% | 1840.19 | FT | HRS | HRS | 0 | 0 | 0 | 0 | 0 | 0
747 |  |  |  | Kitchen Mirror Size: 2'-0"x2'-4" | 122 | 0% | 122 | EA | HRS | HRS | 0 | 0 | 0 | 0 | 0 | 0
748 |  |  |  | kitchen Island Size: 6'-0"x2'-2"x3'-0" | 86 | 0% | 86 | EA | HRS | HRS | 0 | 0 | 0 | 0 | 0 | 0
749 |  |  |  | Kitchen Island Size: 8'-0"x2'-2"x3'-0" | 16 | 0% | 16 | EA | HRS | HRS | 0 | 0 | 0 | 0 | 0 | 0
750 |  |  |  | Handicap Accessible Baby Changing Station | 2 | 0% | 2 | EA | HRS | HRS | 0 | 0 | 0 | 0 | 0 | 0
751 |  |  |  | Grab Bars Per Florida Building Code, Accessibility. Provide Blocking Length: 3'-6" | 2 | 0% | 2 | EA | HRS | HRS | 0 | 0 | 0 | 0 | 0 | 0
752 |  |  |  | Accessible Drinking Fountain with Bottle Filling Station | 1 | 0% | 1 | EA | HRS | HRS | 0 | 0 | 0 | 0 | 0 | 0
753 |  |  |  | Fire Extinguisher with Semi Recessed Cabinet | 1 | 0% | 1 | EA | HRS | HRS | 0 | 0 | 0 | 0 | 0 | 0
754 |  |  |  | Sanitary Dispoable Seat Cover | 1 | 0% | 1 | EA | HRS | HRS | 0 | 0 | 0 | 0 | 0 | 0
|  |  |  | Subtotal (Specialities) | [5 empty] | 0 |  |  |  | 0 | 0 |  | 0
|  |  | 110000 | DIVISION 11 - EQUIPMENTS
RESIDENTIAL APPLIANCES
755 |  |  |  | Refrigerator / freezer with ice Maker | 122 | 0% | 122 | EA | HRS | HRS | 0 | 0 | 0 | 0 | 0 | 0
756 |  |  |  | Microwave / Hood Combo | 122 | 0% | 122 | EA | HRS | HRS | 0 | 0 | 0 | 0 | 0 | 0
757 |  |  |  | Electrical Range | 128 | 0% | 128 | EA | HRS | HRS | 0 | 0 | 0 | 0 | 0 | 0
758 |  |  |  | Waste Disposal and Dishwasher | 116 | 0% | 116 | EA | HRS | HRS | 0 | 0 | 0 | 0 | 0 | 0
759 |  |  |  | Full Size Stack Washer & Dryer Machine | 122 | 0% | 122 | EA | HRS | HRS | 0 | 0 | 0 | 0 | 0 | 0
760 |  |  |  | 50 Ft High Refuse Chute w/ Explosion Cap Aluminium Support Bracket | 50 | 10% | 55 | FT | HRS | HRS | 0 | 0 | 0 | 0 | 0 | 0
761 |  |  |  | 1'-6" x 5'-0" Mail Box | 14 | 0% | 14 | EA | HRS | HRS | 0 | 0 | 0 | 0 | 0 | 0
762 |  |  |  | Utility Sink | 1 | 0% | 1 | EA | HRS | HRS | 0 | 0 | 0 | 0 | 0 | 0
763 |  |  |  | Emergency Eye Wash | 1 | 0% | 1 | EA | HRS | HRS | 0 | 0 | 0 | 0 | 0 | 0
764 |  |  |  | 6'-0" x 4'-0" Trash/Recycle Bin | 2 | 0% | 2 | EA | HRS | HRS | 0 | 0 | 0 | 0 | 0 | 0
|  |  |  | Subtotal (Equipments) | [5 empty] | 0 |  |  |  | 0 | 0 |  | 0
|  |  | 120000 | DIVISION 12 - FURNISHINGS
RESIDENTIAL APPLIANCES
765 |  |  |  | 3/4" Quartz Countertop | 125 | 10% | 137.5 | SF | HRS | HRS | 0 | 0 | 0 | 0 | 0 | 0
766 |  |  |  | 4" High Quartz Backsplash | 35 | 10% | 38.5 | FT | HRS | HRS | 0 | 0 | 0 | 0 | 0 | 0
|  |  |  | Subtotal (Furnishings) | [5 empty] | 0 |  |  |  | 0 | 0 |  | 0
|  |  | 140000 | DIVISION 14 - CONVEYING SYSTEM
ELEVATORS
767 |  |  |  | Elevator W/ Cab Size Shall Be 9'-0" Clear Height. Passanger Elevator Capacity = 3000 LBs | 1 | 0% | 1 | EA | HRS | HRS | 0 | 0 | 0 | 0 | 0 | 0
768 |  |  |  | Elevator W/ Cab Size Shall Be 9'-0" Clear Height. Service Elevator Capacity = 3500 LBs | 1 | 0% | 1 | EA | HRS | HRS | 0 | 0 | 0 | 0 | 0 | 0
|  |  |  | Subtotal (Conveying System) | [5 empty] | 0 |  |  |  | 0 | 0 |  | 0
|  |  | 2100000 | DIVISION 21 - FIRE SUPPRESSION SYSTEM
SPRINKLERS
769 |  |  |  | 1-Fire Sprinkler MFG: Reliable Model: F1FR | 238 | 0% | 238 | EA | HRS | HRS | 0 | 0 | 0 | 0 | 0 | 0
770 |  |  |  | 2-Fire Sprinkler MFG: Reliable Model: F1FR | 441 | 0% | 441 | EA | HRS | HRS | 0 | 0 | 0 | 0 | 0 | 0
771 |  |  |  | 3-Fire Sprinkler MFG: Reliable Model: F3QR56 | 7 | 0% | 7 | EA | HRS | HRS | 0 | 0 | 0 | 0 | 0 | 0
772 |  |  |  | 4-Fire Sprinkler MFG: Reliable Model: F1FR | 8 | 0% | 8 | EA | HRS | HRS | 0 | 0 | 0 | 0 | 0 | 0
773 |  |  |  | 5-Fire Sprinkler MFG: Victaulic Model: BB1012 | 13 | 0% | 13 | EA | HRS | HRS | 0 | 0 | 0 | 0 | 0 | 0
VALVES
774 |  |  |  | Zone Control Valve | 10 | 0% | 10 | EA | HRS | HRS | 0 | 0 | 0 | 0 | 0 | 0
775 |  |  |  | Supervised Isolation Valve | 3 | 0% | 3 | EA | HRS | HRS | 0 | 0 | 0 | 0 | 0 | 0
776 |  |  |  | 4" Class 1 Manual Wet Combimed Sprinkler Stand Pipe System And Provide Hose Valve | 8 | 0% | 8 | EA | HRS | HRS | 0 | 0 | 0 | 0 | 0 | 0
777 |  |  |  | Hose Valve Cabient | 4 | 0% | 4 | EA | HRS | HRS | 0 | 0 | 0 | 0 | 0 | 0
778 |  |  |  | 6" AMES 300SS Double Detector Check Valve | 1 | 0% | 1 | EA | HRS | HRS | 0 | 0 | 0 | 0 | 0 | 0
FIRE PIPES
779 |  |  |  | FPD:1" Dry Fire Protection Black Steel SCH.40 PiPE | 2445.9 | 10% | 2690.49 | FT | HRS | HRS | 0 | 0 | 0 | 0 | 0 | 0
780 |  |  |  | FPD:1-1/2" Dry Fire Protection Black Steel SCH.40 PiPE | 776.38 | 10% | 854.018 | FT | HRS | HRS | 0 | 0 | 0 | 0 | 0 | 0
781 |  |  |  | FPD:4" Dry Fire Protection Black Steel SCH.40 PiPE | 1149.76 | 10% | 1264.736 | FT | HRS | HRS | 0 | 0 | 0 | 0 | 0 | 0
782 |  |  |  | FPW:2-1/2" Wet Fire Protection Black Steel SCH.40 PiPE | 1807.64 | 10% | 1988.404 | FT | HRS | HRS | 0 | 0 | 0 | 0 | 0 | 0
783 |  |  |  | FPW:1" Wet Fire Protection Black Steel SCH.40 PiPE | 571.29 | 10% | 628.419 | FT | HRS | HRS | 0 | 0 | 0 | 0 | 0 | 0
784 |  |  |  | FPW:4" Wet Fire Protection Black Steel SCH.40 PiPE | 630.95 | 10% | 694.045 | FT | HRS | HRS | 0 | 0 | 0 | 0 | 0 | 0
785 |  |  |  | FPW:6" Wet Fire Protection Black Steel SCH.40 PiPE | 74.44 | 10% | 81.884 | FT | HRS | HRS | 0 | 0 | 0 | 0 | 0 | 0
786 |  |  |  | FPW:1-1/2" Wet Fire Protection Black Steel SCH.40 PiPE | 91.39 | 10% | 100.529 | FT | HRS | HRS | 0 | 0 | 0 | 0 | 0 | 0
787 |  |  |  | FPW:1-1/4" Wet Fire Protection Black Steel SCH.40 PiPE | 14.86 | 10% | 16.346 | FT | HRS | HRS | 0 | 0 | 0 | 0 | 0 | 0
788 |  |  |  | FPW:1" Wet Fire Protection Black Steel SCH.40 PiPE | 34.99 | 10% | 38.489 | FT | HRS | HRS | 0 | 0 | 0 | 0 | 0 | 0
FIRE PIPES FITTINGS
ELBOW
789 |  |  |  | 2-1/2" Elbow Black Steel SCH.40 | 80 | 0% | 80 | EA | HRS | HRS | 0 | 0 | 0 | 0 | 0 | 0
790 |  |  |  | 6" Elbow Black Steel SCH.40 | 42 | 0% | 42 | EA | HRS | HRS | 0 | 0 | 0 | 0 | 0 | 0
791 |  |  |  | 4" Elbow Black Steel SCH.40 | 56 | 0% | 56 | EA | HRS | HRS | 0 | 0 | 0 | 0 | 0 | 0
792 |  |  |  | 2" Elbow Black Steel SCH.40 | 90 | 0% | 90 | EA | HRS | HRS | 0 | 0 | 0 | 0 | 0 | 0
793 |  |  |  | 1-1/2" Elbow Black Steel SCH.40 | 120 | 0% | 120 | EA | HRS | HRS | 0 | 0 | 0 | 0 | 0 | 0
794 |  |  |  | 1" Elbow Black Steel SCH.40 | 50 | 0% | 50 | EA | HRS | HRS | 0 | 0 | 0 | 0 | 0 | 0
TEE
795 |  |  |  | 2-1/2" Tee Black Steel SCH.40 | 40 | 0% | 40 | EA | HRS | HRS | 0 | 0 | 0 | 0 | 0 | 0
796 |  |  |  | 6" Tee Black Steel SCH.40 | 35 | 0% | 35 | EA | HRS | HRS | 0 | 0 | 0 | 0 | 0 | 0
797 |  |  |  | 4" Tee Black Steel SCH.40 | 42 | 0% | 42 | EA | HRS | HRS | 0 | 0 | 0 | 0 | 0 | 0
798 |  |  |  | 2" Tee Black Steel SCH.40 | 50 | 0% | 50 | EA | HRS | HRS | 0 | 0 | 0 | 0 | 0 | 0
799 |  |  |  | 1-1/2" Tee Black Steel SCH.40 | 60 | 0% | 60 | EA | HRS | HRS | 0 | 0 | 0 | 0 | 0 | 0
800 |  |  |  | 1" Tee Black Steel SCH.40 | 80 | 0% | 80 | EA | HRS | HRS | 0 | 0 | 0 | 0 | 0 | 0
FIRE PUMP
801 |  |  |  | FP-1:Fire Protection Pump MFr:AC FIRE PUMP Model:8100 | 1 | 0% | 1 | EA | HRS | HRS | 0 | 0 | 0 | 0 | 0 | 0
JOCKEY PUMP
802 |  |  |  | JP-1:Fire Protection Pump MFR:GOULDS Model:3SV-07 | 1 | 0% | 1 | EA | HRS | HRS | 0 | 0 | 0 | 0 | 0 | 0
|  |  |  | Subtotal (Fire Suppression System)) | [5 empty] | 0 |  |  |  | 0 | 0 |  | 0
|  |  | 220000 | DIVISION 22 - PLUMBING
AC PIPE LINE
803 |  |  |  | 1-1/2'' Dia Condensate Pipe PVC Sch 40 | 976 | 10% | 1073.6 | FT | HRS | HRS | 0 | 0 | 0 | 0 | 0 | 0
804 |  |  |  | 1-1/2'' dia Perforated Cap | 13 | 0% | 13 | EA | HRS | HRS | 0 | 0 | 0 | 0 | 0 | 0
805 |  |  |  | 3/4'' Dia AC Condensate Pipe Line PVC Sch 40 | 395.01 | 10% | 434.511 | FT | HRS | HRS | 0 | 0 | 0 | 0 | 0 | 0
806 |  |  |  | 3/4'' Dia EWH Relief Pipe Line | 1279.68 | 10% | 1407.648 | FT | HRS | HRS | 0 | 0 | 0 | 0 | 0 | 0
WATER PIPE LINE
807 |  |  |  | 2'' Dia Soft Copper Type L Main Water Line | 261.9 | 10% | 288.09 | FT | HRS | HRS | 0 | 0 | 0 | 0 | 0 | 0
808 |  |  |  | 1'' Dia Soft Copper Type L Water Line | 72.8 | 10% | 80.08 | FT | HRS | HRS | 0 | 0 | 0 | 0 | 0 | 0
SANITRY PIPE LINE
809 |  |  |  | 6'' Dia SD Pipe Line Spun Cast Iron Pipe No Hub | 908.82 | 10% | 999.702 | FT | HRS | HRS | 0 | 0 | 0 | 0 | 0 | 0
810 |  |  |  | 4'' Dia SD Pipe Line Spun Cast Iron Pipe No Hub | 618.27 | 10% | 680.097 | FT | HRS | HRS | 0 | 0 | 0 | 0 | 0 | 0
811 |  |  |  | 3'' Dia SD Pipe Line Spun Cast Iron Pipe No Hub | 18125 | 10% | 19937.5 | FT | HRS | HRS | 0 | 0 | 0 | 0 | 0 | 0
812 |  |  |  | 1-1/2'' Dia Sanitry Pipe Cast Iron Pipe No Hub | 2881 | 10% | 3169.1 | FT | HRS | HRS | 0 | 0 | 0 | 0 | 0 | 0
STORM WATER PIPE LINE
813 |  |  |  | 6'' Dia Storm Water Pipe Line PVC Sch 40 | 684.25 | 10% | 752.675 | FT | HRS | HRS | 0 | 0 | 0 | 0 | 0 | 0
814 |  |  |  | 4'' Dia Rain Water Pipe Line PVC Sch 40 | 434 | 10% | 477.4 | FT | HRS | HRS | 0 | 0 | 0 | 0 | 0 | 0
VENT PIPE
815 |  |  |  | 3'' Dia Vent Pipe Sch 40 PVC | 970 | 10% | 1067 | FT | HRS | HRS | 0 | 0 | 0 | 0 | 0 | 0
816 |  |  |  | 2'' Dia Vent Pipe SCH 40 PVC | 4570 | 10% | 5027 | FT | HRS | HRS | 0 | 0 | 0 | 0 | 0 | 0
DOMESTIC PIPE LINE
817 |  |  |  | 1-1/4'' Dia Cold Water Pipe Line Hard Drawn Copper Type M | 8578 | 10% | 9435.8 | FT | HRS | HRS | 0 | 0 | 0 | 0 | 0 | 0
818 |  |  |  | 1'' Dia Cold Water Pipe Line Hard Drawn Copper Type M | 2793 | 10% | 3072.3 | FT | HRS | HRS | 0 | 0 | 0 | 0 | 0 | 0
819 |  |  |  | 3/4'' Dia Cold Water Pipe Line Hard Drawn Copper Type M | 4269.5 | 10% | 4696.45 | FT | HRS | HRS | 0 | 0 | 0 | 0 | 0 | 0
PLUMBING FIXTURE
820 |  |  |  | 18''x18'' Access Panel With Shut Off Valve | 12 | 0% | 12 | EA | HRS | HRS | 0 | 0 | 0 | 0 | 0 | 0
821 |  |  |  | 6'' Cleanout | 7 | 0% | 7 | EA | HRS | HRS | 0 | 0 | 0 | 0 | 0 | 0
822 |  |  |  | 3/4'' dia Perforated Cap | 13 | 0% | 13 | EA | HRS | HRS | 0 | 0 | 0 | 0 | 0 | 0
823 |  |  |  | Roof Drain | 16 | 0% | 16 | EA | HRS | HRS | 0 | 0 | 0 | 0 | 0 | 0
824 |  |  |  | Hose Bibb | 1 | 0% | 1 | EA | HRS | HRS | 0 | 0 | 0 | 0 | 0 | 0
825 |  |  |  | Emergency Overflow Roof Drain | 16 | 0% | 16 | EA | HRS | HRS | 0 | 0 | 0 | 0 | 0 | 0
VALVE
826 |  |  |  | 1'' Dia Gate Valve 125 PSIG WOG Bronze NIBCO/ SCOTT T-122 | 12 | 0% | 12 | EA | HRS | HRS | 0 | 0 | 0 | 0 | 0 | 0
827 |  |  |  | 3/4'' Dia Ball Valve 125 psig Wog Bronze | 600 | 0% | 600 | EA | HRS | HRS | 0 | 0 | 0 | 0 | 0 | 0
828 |  |  |  | 3/4'' Dia End Cap | 300 | 0% | 300 | EA | HRS | HRS | 0 | 0 | 0 | 0 | 0 | 0
PLUMBING FIXTURES
829 |  |  |  | Undercounter Vanity Sink and Faucet (3" Wide steel plate 6' length with 1" Steel tube length: 4'-0" | 164 | 0% | 164 | EA | HRS | HRS | 0 | 0 | 0 | 0 | 0 | 0
830 |  |  |  | Floor Mount Toilet | 157 | 0% | 157 | EA | HRS | HRS | 0 | 0 | 0 | 0 | 0 | 0
831 |  |  |  | Shower Head | 148 | 0% | 148 | EA | HRS | HRS | 0 | 0 | 0 | 0 | 0 | 0
832 |  |  |  | Shower Controls | 148 | 0% | 148 | EA | HRS | HRS | 0 | 0 | 0 | 0 | 0 | 0
833 |  |  |  | Drop in Tub Size: 3'-0"x5'-0" | 106 | 0% | 106 | EA | HRS | HRS | 0 | 0 | 0 | 0 | 0 | 0
834 |  |  |  | Kitchen Sink | 116 | 0% | 116 | EA | HRS | HRS | 0 | 0 | 0 | 0 | 0 | 0
835 |  |  |  | Kitchen Faucet | 122 | 0% | 122 | EA | HRS | HRS | 0 | 0 | 0 | 0 | 0 | 0
836 |  |  |  | Wall Mount Urinal | 1 | 0% | 1 | EA | HRS | HRS | 0 | 0 | 0 | 0 | 0 | 0
837 |  |  |  | Handicap Accessible Wall Mounted Hand Sink | 2 | 0% | 2 | EA | HRS | HRS | 0 | 0 | 0 | 0 | 0 | 0
PLUMBING PIPE INSULATION
838 |  |  |  | Polythene Premold Insulation | 396 | 10% | 435.6 | SF | HRS | HRS | 0 | 0 | 0 | 0 | 0 | 0
839 |  |  |  | 1'' Pre Formed Glass Fiber with Fire Rated AS Jacket | 15641 | 10% | 17205.1 | SF | HRS | HRS | 0 | 0 | 0 | 0 | 0 | 0
|  |  |  | Subtotal (Plumbing) | [5 empty] | 0 |  |  |  | 0 | 0 |  | 0
|  |  | 230000 | DIVISION 23 - MECHANICAL
REFREGERATOR LINES
840 |  |  |  | 3/4'' Dia Refregerator Pipe Lines | 127.7 | 10% | 140.47 | FT | HRS | HRS | 0 | 0 | 0 | 0 | 0 | 0
FLEXIBLE DUCT
841 |  |  |  | 12'' Dia F Duct | 208.62 | 10% | 229.482 | FT | HRS | HRS | 0 | 0 | 0 | 0 | 0 | 0
842 |  |  |  | 10'' dia F Duct | 77 | 10% | 84.7 | FT | HRS | HRS | 0 | 0 | 0 | 0 | 0 | 0
843 |  |  |  | 4'' Dia Flexible Duct | 1801 | 10% | 1981.1 | FT | HRS | HRS | 0 | 0 | 0 | 0 | 0 | 0
844 |  |  |  | 6'' Dia Flexible Duct | 1832 | 10% | 2015.2 | FT | HRS | HRS | 0 | 0 | 0 | 0 | 0 | 0
845 |  |  |  | 8'' Dia Fllexible Duct | 1810 | 10% | 1991 | FT | HRS | HRS | 0 | 0 | 0 | 0 | 0 | 0
METAL DUCT
846 |  |  |  | 10'' Dia Duct | 15.4 | 10% | 16.94 | LB | HRS | HRS | 0 | 0 | 0 | 0 | 0 | 0
847 |  |  |  | 8'' Dia Duct | 51 | 10% | 56.1 | LB | HRS | HRS | 0 | 0 | 0 | 0 | 0 | 0
848 |  |  |  | 6'' Dia Duct | 707 | 10% | 777.7 | LB | HRS | HRS | 0 | 0 | 0 | 0 | 0 | 0
849 |  |  |  | 4'' Dia Metal duct | 5433 | 10% | 5976.3 | LB | HRS | HRS | 0 | 0 | 0 | 0 | 0 | 0
850 |  |  |  | 10''x8'' Duct | 2107 | 10% | 2317.7 | LB | HRS | HRS | 0 | 0 | 0 | 0 | 0 | 0
851 |  |  |  | 12''x10'' Duct | 956.5 | 10% | 1052.15 | LB | HRS | HRS | 0 | 0 | 0 | 0 | 0 | 0
852 |  |  |  | 12x12 Duct | 165 | 10% | 181.5 | LB | HRS | HRS | 0 | 0 | 0 | 0 | 0 | 0
853 |  |  |  | 12''x8'' Duct | 2154 | 10% | 2369.4 | LB | HRS | HRS | 0 | 0 | 0 | 0 | 0 | 0
854 |  |  |  | 14x10 Duct | 35 | 10% | 38.5 | LB | HRS | HRS | 0 | 0 | 0 | 0 | 0 | 0
855 |  |  |  | 14''x8'' Duct | 1703 | 10% | 1873.3 | LB | HRS | HRS | 0 | 0 | 0 | 0 | 0 | 0
856 |  |  |  | 16x10 Duct | 82 | 10% | 90.2 | LB | HRS | HRS | 0 | 0 | 0 | 0 | 0 | 0
857 |  |  |  | 16''x8'' Duct | 3481 | 10% | 3829.1 | LB | HRS | HRS | 0 | 0 | 0 | 0 | 0 | 0
858 |  |  |  | 18x10 Duct | 146 | 10% | 160.6 | LB | HRS | HRS | 0 | 0 | 0 | 0 | 0 | 0
859 |  |  |  | 18x12 Duct | 135 | 10% | 148.5 | LB | HRS | HRS | 0 | 0 | 0 | 0 | 0 | 0
860 |  |  |  | 20x12 Duct | 195 | 10% | 214.5 | LB | HRS | HRS | 0 | 0 | 0 | 0 | 0 | 0
861 |  |  |  | 20X8 Duct | 1398 | 10% | 1537.8 | LB | HRS | HRS | 0 | 0 | 0 | 0 | 0 | 0
862 |  |  |  | 22x10 Duct | 431 | 10% | 474.1 | LB | HRS | HRS | 0 | 0 | 0 | 0 | 0 | 0
863 |  |  |  | 22X8 Duct | 82 | 10% | 90.2 | LB | HRS | HRS | 0 | 0 | 0 | 0 | 0 | 0
864 |  |  |  | 24x12 Duct | 90.67 | 10% | 99.737 | LB | HRS | HRS | 0 | 0 | 0 | 0 | 0 | 0
865 |  |  |  | 24x8 Duct | 677 | 10% | 744.7 | LB | HRS | HRS | 0 | 0 | 0 | 0 | 0 | 0
866 |  |  |  | 28x12 Duct | 228.5 | 10% | 251.35 | LB | HRS | HRS | 0 | 0 | 0 | 0 | 0 | 0
867 |  |  |  | 34x12 Duct | 46 | 10% | 50.6 | LB | HRS | HRS | 0 | 0 | 0 | 0 | 0 | 0
868 |  |  |  | 36x12 Duct | 143 | 10% | 157.3 | LB | HRS | HRS | 0 | 0 | 0 | 0 | 0 | 0
869 |  |  |  | 36X18 Duct | 220 | 10% | 242 | LB | HRS | HRS | 0 | 0 | 0 | 0 | 0 | 0
870 |  |  |  | 6''x6'' Duct | 563.5 | 10% | 619.85 | LB | HRS | HRS | 0 | 0 | 0 | 0 | 0 | 0
871 |  |  |  | 8''x6'' Duct | 1090 | 10% | 1199 | LB | HRS | HRS | 0 | 0 | 0 | 0 | 0 | 0
872 |  |  |  | 8''x8'' Duct | 1971 | 10% | 2168.1 | LB | HRS | HRS | 0 | 0 | 0 | 0 | 0 | 0
DUCT INSULATION
873 |  |  |  | 2'' Thick Fiberglass Insulation | 33448 | 10% | 36792.8 | SF | HRS | HRS | 0 | 0 | 0 | 0 | 0 | 0
MECHANICAL FIXTURES
874 |  |  |  | Ceiling Diffuser CFM: 25 Size: 6x6 | 308 | 0% | 308 | EA | HRS | HRS | 0 | 0 | 0 | 0 | 0 | 0
875 |  |  |  | Supply Grill CFM: 150 Size: 10x8 | 148 | 0% | 148 | EA | HRS | HRS | 0 | 0 | 0 | 0 | 0 | 0
876 |  |  |  | Supply Grill CFM: 100 Size: 6x6 | 110 | 0% | 110 | EA | HRS | HRS | 0 | 0 | 0 | 0 | 0 | 0
877 |  |  |  | Supply Grill CFM: 300 Size: 14x8 | 43 | 0% | 43 | EA | HRS | HRS | 0 | 0 | 0 | 0 | 0 | 0
878 |  |  |  | Exhaust Fan | 155 | 0% | 155 | EA | HRS | HRS | 0 | 0 | 0 | 0 | 0 | 0
879 |  |  |  | Louver CFM: 504.5 Size: 18x6 | 423 | 0% | 423 | EA | HRS | HRS | 0 | 0 | 0 | 0 | 0 | 0
880 |  |  |  | Exhaust Wall Cap | 147 | 0% | 147 | EA | HRS | HRS | 0 | 0 | 0 | 0 | 0 | 0
881 |  |  |  | R/A FullLouver Metal Door | 122 | 0% | 122 | EA | HRS | HRS | 0 | 0 | 0 | 0 | 0 | 0
882 |  |  |  | 4" Dryer Box with Ductwork | 130 | 0% | 130 | EA | HRS | HRS | 0 | 0 | 0 | 0 | 0 | 0
883 |  |  |  | Sidewall Diffuser CFM: 300 Size: 18x6 | 57 | 0% | 57 | EA | HRS | HRS | 0 | 0 | 0 | 0 | 0 | 0
884 |  |  |  | Sidewall Diffuser CFM: 300 Size: 14x6 | 8 | 0% | 8 | EA | HRS | HRS | 0 | 0 | 0 | 0 | 0 | 0
885 |  |  |  | Supply Grill CFM: 75 Size: 6x6 | 12 | 0% | 12 | EA | HRS | HRS | 0 | 0 | 0 | 0 | 0 | 0
886 |  |  |  | Sidewall Diffuser CFM: 300 Size: 18x8 | 4 | 0% | 4 | EA | HRS | HRS | 0 | 0 | 0 | 0 | 0 | 0
887 |  |  |  | Supply Grill CFM: 525 Size: 26x8 | 10 | 0% | 10 | EA | HRS | HRS | 0 | 0 | 0 | 0 | 0 | 0
888 |  |  |  | Ceiling Dissuser CFM: 75Size: 6x6 | 42 | 0% | 42 | EA | HRS | HRS | 0 | 0 | 0 | 0 | 0 | 0
889 |  |  |  | Ceiling Dissuser CFM: 100Size: 6x6 | 6 | 0% | 6 | EA | HRS | HRS | 0 | 0 | 0 | 0 | 0 | 0
890 |  |  |  | Ceiling Dissuser CFM: 50Size: 6x6 | 14 | 0% | 14 | EA | HRS | HRS | 0 | 0 | 0 | 0 | 0 | 0
891 |  |  |  | Fire Damper CFM: 50 Size: 6x6 | 26 | 0% | 26 | EA | HRS | HRS | 0 | 0 | 0 | 0 | 0 | 0
892 |  |  |  | Fire Smoke & Balcing Damper CFM: 50 Size: 8x8 | 6 | 0% | 6 | EA | HRS | HRS | 0 | 0 | 0 | 0 | 0 | 0
893 |  |  |  | Exhaust Fan CFM: 600 | 1 | 0% | 1 | EA | HRS | HRS | 0 | 0 | 0 | 0 | 0 | 0
894 |  |  |  | 3 Ton AC Unit | 5 | 0% | 5 | EA | HRS | HRS | 0 | 0 | 0 | 0 | 0 | 0
895 |  |  |  | Supply Grill CFM: 50 Size: 6x6 | 16 | 0% | 16 | EA | HRS | HRS | 0 | 0 | 0 | 0 | 0 | 0
896 |  |  |  | 5 Ton Split AC | 3 | 0% | 3 | EA | HRS | HRS | 0 | 0 | 0 | 0 | 0 | 0
897 |  |  |  | Ceiling Diffuser CFM: 125 Size: 9x9 | 2 | 0% | 2 | EA | HRS | HRS | 0 | 0 | 0 | 0 | 0 | 0
898 |  |  |  | Ceiling Diffuser CFM: 50 Size: 9x9 | 1 | 0% | 1 | EA | HRS | HRS | 0 | 0 | 0 | 0 | 0 | 0
899 |  |  |  | Exhaust Wall Cap | 1 | 0% | 1 | EA | HRS | HRS | 0 | 0 | 0 | 0 | 0 | 0
900 |  |  |  | Exhaust Fan CFM: 150 | 2 | 0% | 2 | EA | HRS | HRS | 0 | 0 | 0 | 0 | 0 | 0
901 |  |  |  | Ceiling Diffuser CFM: 250 Size: 9x9 | 2 | 0% | 2 | EA | HRS | HRS | 0 | 0 | 0 | 0 | 0 | 0
902 |  |  |  | Ceiling Diffuser CFM: 100 Size: 9x9 | 4 | 0% | 4 | EA | HRS | HRS | 0 | 0 | 0 | 0 | 0 | 0
903 |  |  |  | Ceiling Diffuser CFM: 200 Size: 9x9 | 5 | 0% | 5 | EA | HRS | HRS | 0 | 0 | 0 | 0 | 0 | 0
904 |  |  |  | Ceiling Diffuser CFM: 175 Size: 9x9 | 2 | 0% | 2 | EA | HRS | HRS | 0 | 0 | 0 | 0 | 0 | 0
905 |  |  |  | Ceiling Diffuser CFM: 325 Size: 9x9 | 2 | 0% | 2 | EA | HRS | HRS | 0 | 0 | 0 | 0 | 0 | 0
906 |  |  |  | Supply Diffuser CFM: 425 6'Lx2S Lx1' | 3 | 0% | 3 | EA | HRS | HRS | 0 | 0 | 0 | 0 | 0 | 0
907 |  |  |  | Supply Diffuser CFM: 250 6'Lx2S Lx1' | 6 | 0% | 6 | EA | HRS | HRS | 0 | 0 | 0 | 0 | 0 | 0
908 |  |  |  | Supply Diffuser CFM: 200 6'Lx2S Lx1' | 4 | 0% | 4 | EA | HRS | HRS | 0 | 0 | 0 | 0 | 0 | 0
909 |  |  |  | Supply Diffuser CFM: 450 6'Lx2S Lx1' | 5 | 0% | 5 | EA | HRS | HRS | 0 | 0 | 0 | 0 | 0 | 0
910 |  |  |  | Supply Diffuser CFM: 500 6'Lx2S Lx1' | 10 | 0% | 10 | EA | HRS | HRS | 0 | 0 | 0 | 0 | 0 | 0
911 |  |  |  | Supply Diffuser CFM: 125 3'Lx 1S Lx1" | 2 | 0% | 2 | EA | HRS | HRS | 0 | 0 | 0 | 0 | 0 | 0
912 |  |  |  | Supply Diffuser CFM: 150 3'Lx 1S Lx1" | 5 | 0% | 5 | EA | HRS | HRS | 0 | 0 | 0 | 0 | 0 | 0
913 |  |  |  | 12.5 Ton Split AC | 1 | 0% | 1 | EA | HRS | HRS | 0 | 0 | 0 | 0 | 0 | 0
914 |  |  |  | Mechanical Shaft | 2 | 0% | 2 | EA | HRS | HRS | 0 | 0 | 0 | 0 | 0 | 0
Roof Top Uniits
915 |  |  |  | Roof Top Unit (RTU) | 127 | 0% | 127 | EA | HRS | HRS | 0 | 0 | 0 | 0 | 0 | 0
|  |  |  | Subtotal (Mechanical) | [5 empty] | 0 |  |  |  | 0 | 0 |  | 0
|  |  | 260000 | DIVISION 26 - ELECTRICAL
RECEPTACLES
916 |  |  |  | 3W Grounded Duplex Receptacle 20A, 125V, 18" AFF | 1795 | 0% | 1795 | EA | HRS | HRS | 0 | 0 | 0 | 0 | 0 | 0
917 |  |  |  | 3W Grounded Duplex Receptacle Weather proof 20A,125V,18" AFF | 141 | 0% | 141 | EA | HRS | HRS | 0 | 0 | 0 | 0 | 0 | 0
918 |  |  |  | 3W Grounded Duplex Receptacle Above counter 20A,125V, 42" AFF | 948 | 0% | 948 | EA | HRS | HRS | 0 | 0 | 0 | 0 | 0 | 0
919 |  |  |  | 3W Grounded Dedicated receptacle 20A, 125V, 18" AFF | 594 | 0% | 594 | EA | HRS | HRS | 0 | 0 | 0 | 0 | 0 | 0
920 |  |  |  | Quadplex Receptacle | 149 | 0% | 149 | EA | HRS | HRS | 0 | 0 | 0 | 0 | 0 | 0
921 |  |  |  | Dryer Receptacle | 132 | 0% | 132 | EA | HRS | HRS | 0 | 0 | 0 | 0 | 0 | 0
922 |  |  |  | Range Receptacle | 138 | 0% | 138 | EA | HRS | HRS | 0 | 0 | 0 | 0 | 0 | 0
923 |  |  |  | USB Receptacle Type | 132 | 0% | 132 | EA | HRS | HRS | 0 | 0 | 0 | 0 | 0 | 0
924 |  |  |  | Telephone Outlet | 386 | 0% | 386 | EA | HRS | HRS | 0 | 0 | 0 | 0 | 0 | 0
925 |  |  |  | Television Outlet | 198 | 0% | 198 | EA | HRS | HRS | 0 | 0 | 0 | 0 | 0 | 0
926 |  |  |  | Motor Outlet | 295 | 0% | 295 | EA | HRS | HRS | 0 | 0 | 0 | 0 | 0 | 0
927 |  |  |  | Telephone Outlet | 206 | 0% | 206 | EA | HRS | HRS | 0 | 0 | 0 | 0 | 0 | 0
928 |  |  |  | Television Outlet | 93 | 0% | 93 | EA | HRS | HRS | 0 | 0 | 0 | 0 | 0 | 0
SWITCHES
929 |  |  |  | Single Pole Toggle Switch | 1883 | 0% | 1883 | EA | HRS | HRS | 0 | 0 | 0 | 0 | 0 | 0
930 |  |  |  | Single Pole Toggle Weather proof | 8 | 0% | 8 | EA | HRS | HRS | 0 | 0 | 0 | 0 | 0 | 0
931 |  |  |  | Three Way Switch | 137 | 0% | 137 | EA | HRS | HRS | 0 | 0 | 0 | 0 | 0 | 0
932 |  |  |  | Disconnect Switch Fused | 286 | 0% | 286 | EA | HRS | HRS | 0 | 0 | 0 | 0 | 0 | 0
933 |  |  |  | Elevator Motor Disconnect | 3 | 0% | 3 | EA | HRS | HRS | 0 | 0 | 0 | 0 | 0 | 0
934 |  |  |  | Elevator Light Disconnect | 3 | 0% | 3 | EA | HRS | HRS | 0 | 0 | 0 | 0 | 0 | 0
935 |  |  |  | Automatic Transfer Switch ATS 600A 120/208V Manufacturetr: Kohler | 2 | 0% | 2 | EA | HRS | HRS | 0 | 0 | 0 | 0 | 0 | 0
PUMPS AND MOTORS
936 |  |  |  | Sump Pump with Float Alarm | 2 | 0% | 2 | EA | HRS | HRS | 0 | 0 | 0 | 0 | 0 | 0
937 |  |  |  | Fire Pump 40 HP 208V | 1 | 0% | 1 | EA | HRS | HRS | 0 | 0 | 0 | 0 | 0 | 0
938 |  |  |  | Jockey Pump 2 HP 208V | 1 | 0% | 1 | EA | HRS | HRS | 0 | 0 | 0 | 0 | 0 | 0
939 |  |  |  | Domestic Water Pump 5 HP 208V | 2 | 0% | 2 | EA | HRS | HRS | 0 | 0 | 0 | 0 | 0 | 0
940 |  |  |  | Elevator Motor 30HP 208V | 3 | 0% | 3 | EA | HRS | HRS | 0 | 0 | 0 | 0 | 0 | 0
941 |  |  |  | Exhaust Fan Motor | 149 | 0% | 149 | EA | HRS | HRS | 0 | 0 | 0 | 0 | 0 | 0
EQUIPTMENTS
942 |  |  |  | Junction Box Ceiling Mounted | 377 | 0% | 377 | EA | HRS | HRS | 0 | 0 | 0 | 0 | 0 | 0
943 |  |  |  | Junction Box Wall Mounted | 92 | 0% | 92 | EA | HRS | HRS | 0 | 0 | 0 | 0 | 0 | 0
944 |  |  |  | OS Occupancy Sensor | 35 | 0% | 35 | EA | HRS | HRS | 0 | 0 | 0 | 0 | 0 | 0
945 |  |  |  | Emergency Generator 120/208 V 100KVA Manufacturer: MTU Model No. : 4R0120DS80 | 1 | 0% | 1 | EA | HRS | HRS | 0 | 0 | 0 | 0 | 0 | 0
946 |  |  |  | Generator Emergency Shut-Off | 1 | 0% | 1 | EA | HRS | HRS | 0 | 0 | 0 | 0 | 0 | 0
947 |  |  |  | Meter Center 120/208V 125A 122 Units | 122 | 0% | 122 | EA | HRS | HRS | 0 | 0 | 0 | 0 | 0 | 0
948 |  |  |  | Unit Mounted overcurrent Protection | 122 | 0% | 122 | EA | HRS | HRS | 0 | 0 | 0 | 0 | 0 | 0
949 |  |  |  | Smoke Detector Single Station Photoelectric With battery Back-Up 120V | 142 | 0% | 142 | EA | HRS | HRS | 0 | 0 | 0 | 0 | 0 | 0
950 |  |  |  | Combination carbon Monoxide and smoke Detector 120 V | 148 | 0% | 148 | EA | HRS | HRS | 0 | 0 | 0 | 0 | 0 | 0
ELECTRICAL PANELS
951 |  |  |  | Electrical Panel A A.I.C: 22KAIC MTG: FLUSH BUS RATING: 250A VOLTAGE:120/208V-3PH-4W | 41 | 0% | 41 | EA | HRS | HRS | 0 | 0 | 0 | 0 | 0 | 0
952 |  |  |  | Electrical Panel S A.I.C: 65KAIC MTG: FLUSH BUS RATING: 250A VOLTAGE:120/208V-3PH-4W | 35 | 0% | 35 | EA | HRS | HRS | 0 | 0 | 0 | 0 | 0 | 0
953 |  |  |  | Electrical Panel D A.I.C: 22KAIC MTG: FLUSH BUS RATING: 250A VOLTAGE:120/208V-3PH-4W | 8 | 0% | 8 | EA | HRS | HRS | 0 | 0 | 0 | 0 | 0 | 0
954 |  |  |  | Electrical Panel B A.I.C: 65KAIC MTG: FLUSH BUS RATING: 250A VOLTAGE:120/208V-3PH-4W | 8 | 0% | 8 | EA | HRS | HRS | 0 | 0 | 0 | 0 | 0 | 0
955 |  |  |  | Electrical Panel C A.I.C: 22KAIC MTG: FLUSH BUS RATING: 250A VOLTAGE:120/208V-3PH-4W | 4 | 0% | 4 | EA | HRS | HRS | 0 | 0 | 0 | 0 | 0 | 0
956 |  |  |  | FP Control Panel 65 KAIC | 3 | 0% | 3 | EA | HRS | HRS | 0 | 0 | 0 | 0 | 0 | 0
957 |  |  |  | PANEL SWBD Motor Distribution Panel A.I.C: 65KAIC MTG: SURFACE BUS RATING: 3000A 65KAIC VOLTAGE:120/208V-3PH-4W | 1 | 0% | 1 | EA | HRS | HRS | 0 | 0 | 0 | 0 | 0 | 0
958 |  |  |  | PANEL SWBD Motor Distribution Panel A.I.C: 65KAIC MTG: SURFACE BUS RATING: 1400A 65KAIC VOLTAGE:120/208V-3PH-4W | 1 | 0% | 1 | EA | HRS | HRS | 0 | 0 | 0 | 0 | 0 | 0
959 |  |  |  | PANEL MDP Distribution Panel A.I.C: 65KAIC MTG: SURFACE BUS RATING: 1400A 65KAIC VOLTAGE:120/208V-3PH-4W | 4 | 0% | 4 | EA | HRS | HRS | 0 | 0 | 0 | 0 | 0 | 0
960 |  |  |  | Electrical Panel F A.I.C: 22KAIC MTG: FLUSH BUS RATING: 250A VOLTAGE:120/208V-3PH-4W | 28 | 0% | 28 | EA | HRS | HRS | 0 | 0 | 0 | 0 | 0 | 0
961 |  |  |  | Electrical Panel HW A.I.C: 22KAIC MTG: SURFACE BUS RATING: 250A VOLTAGE:120/208V-3PH-4W | 1 | 0% | 1 | EA | HRS | HRS | 0 | 0 | 0 | 0 | 0 | 0
962 |  |  |  | Electrical Panel L A.I.C: 22KAIC MTG: SURFACE BUS RATING: 400A VOLTAGE:120/208V-3PH-4W | 1 | 0% | 1 | EA | HRS | HRS | 0 | 0 | 0 | 0 | 0 | 0
963 |  |  |  | Lighting Control Panel | 1 | 0% | 1 | EA | HRS | HRS | 0 | 0 | 0 | 0 | 0 | 0
964 |  |  |  | Electrical Panel HE A.I.C: 65KAIC MTG: SURFACE BUS RATING: 250A VOLTAGE:120/208V-3PH-4W | 1 | 0% | 1 | EA | HRS | HRS | 0 | 0 | 0 | 0 | 0 | 0
965 |  |  |  | Electrical Panel EHE A.I.C: 65KAIC MTG: SURFACE BUS RATING: 400A VOLTAGE:120/208V-3PH-4W | 1 | 0% | 1 | EA | HRS | HRS | 0 | 0 | 0 | 0 | 0 | 0
966 |  |  |  | Electrical Panel RE A.I.C: 22KAIC MTG: SURFACE BUS RATING: 250A VOLTAGE:120/208V-3PH-4W | 4 | 0% | 4 | EA | HRS | HRS | 0 | 0 | 0 | 0 | 0 | 0
967 |  |  |  | Electrical Panel ACW A.I.C: 22KAIC MTG: SURFACE BUS RATING: 250A VOLTAGE:120/208V-3PH-4W | 1 | 0% | 1 | EA | HRS | HRS | 0 | 0 | 0 | 0 | 0 | 0
968 |  |  |  | Electrical Panel ERW A.I.C: 22KAIC MTG: SURFACE BUS RATING: 250A VOLTAGE:120/208V-3PH-4W | 2 | 0% | 2 | EA | HRS | HRS | 0 | 0 | 0 | 0 | 0 | 0
969 |  |  |  | Electrical Panel RW A.I.C: 22KAIC MTG: SURFACE BUS RATING: 250A VOLTAGE:120/208V-3PH-4W | 2 | 0% | 2 | EA | HRS | HRS | 0 | 0 | 0 | 0 | 0 | 0
970 |  |  |  | Domestic Water Pump control Panel | 1 | 0% | 1 | EA | HRS | HRS | 0 | 0 | 0 | 0 | 0 | 0
971 |  |  |  | Smart Panel for TV or Telephone | 11 | 0% | 11 | EA | HRS | HRS | 0 | 0 | 0 | 0 | 0 | 0
TRANSFORMERS
972 |  |  |  | Current Transformer CT A.I.C: 65KAIC BUS RATING: 1400A 65KAIC VOLTAGE:120/208V-3PH-4W | 1 | 0% | 1 | EA | HRS | HRS | 0 | 0 | 0 | 0 | 0 | 0
973 |  |  |  | XMER 6 Sets A.I.C: 22KAIC BUS RATING: 1400A 22KAIC VOLTAGE:120/208V-3PH-4W | 1 | 0% | 1 | EA | HRS | HRS | 0 | 0 | 0 | 0 | 0 | 0
974 |  |  |  | XMER 9 Sets A.I.C: 22KAIC BUS RATING: 1400A 65KAIC VOLTAGE:120/208V-3PH-4W | 1 | 0% | 1 | EA | HRS | HRS | 0 | 0 | 0 | 0 | 0 | 0
975 |  |  |  | CT Meter | 3 | 0% | 3 | EA | HRS | HRS | 0 | 0 | 0 | 0 | 0 | 0
LIGHTING FIXTURES
976 |  |  |  | 4' LED STRIP WITH LENS (STAIRS) Manufacturer: LITHONIA Catalog No. : ZL1N L48 7000LM FST MVOLT 40K 80CRI WH ZACVH-(EM) A Type | 165 | 0% | 165 | EA | HRS | HRS | 0 | 0 | 0 | 0 | 0 | 0
977 |  |  |  | 4' LED STRIP WITH LENS (CORRIDOR) Manufacturer: LITHONIA Catalog No. : LDN4 40/20 LO4 LD MVOLT GZ10 C Type | 268 | 0% | 268 | EA | HRS | HRS | 0 | 0 | 0 | 0 | 0 | 0
978 |  |  |  | 4' LED STRIP WITH LENS (GARAGE) Manufacturer: LITHONIA Catalog No. : ZL1N L48 5000LM FST MVOLT 40K 80CRI WH-(EM) B Type | 191 | 0% | 191 | EA | HRS | HRS | 0 | 0 | 0 | 0 | 0 | 0
979 |  |  |  | OUTDOOR WALL SCONCE (EXTERIOR) Manufacturer: LITHONIA Catalog No. : OLLWD-P1-400K D Type | 197 | 0% | 197 | EA | HRS | HRS | 0 | 0 | 0 | 0 | 0 | 0
980 |  |  |  | 2" LED DOWNLIGHT(ELEVATOR DOOR THRESHOLD) Manufacturer: CSL LIGHTING Catalog No. : A2-NC A2-NCSP 4000K E Type | 147 | 0% | 147 | EA | HRS | HRS | 0 | 0 | 0 | 0 | 0 | 0
981 |  |  |  | AIR CRAFT WARNING LIGHT Manufacturer: TWR LIGHTING Catalog No. : OL2CLED WITH TRANSFER RELAY F Type | 233 | 0% | 233 | EA | HRS | HRS | 0 | 0 | 0 | 0 | 0 | 0
982 |  |  |  | 2' LED ENCLOSED & GASKETED LUMINAIRE (ELEVATOR PIT SHAFT) Manufacturer: SLG Catalog No. : VT 2 42 G1 5K WHITE G Type | 157 | 0% | 157 | EA | HRS | HRS | 0 | 0 | 0 | 0 | 0 | 0
983 |  |  |  | 4' LED ENCLOSED & GASKETED LUMINAIRE (ELECTRICAL ROOM AND STORAGE) Manufacturer: NORDEON LIGHTING Catalog No. : VK-4000LM-4000K04FT-DF H Type | 251 | 0% | 251 | EA | HRS | HRS | 0 | 0 | 0 | 0 | 0 | 0
984 |  |  |  | TWO HEAD EMERGENCY LIGHT (ELECTRICAL ROOM) Manufacturer: LITHONIA Catalog No. : ELM2L I Type | 13 | 0% | 13 | EA | HRS | HRS | 0 | 0 | 0 | 0 | 0 | 0
985 |  |  |  | THERMOPLASTIC LED EXIT SIGN WITH EMERGENCY BATTERY PACK (BUILDING INTERIOR) Manufacturer: LITHONIA Catalog No. : EXR LED EL M6 X Type | 47 | 0% | 47 | EA | HRS | HRS | 0 | 0 | 0 | 0 | 0 | 0
986 |  |  |  | 10 FT Candle Light on Stairs and Threshold | 35 | 0% | 35 | EA | HRS | HRS | 0 | 0 | 0 | 0 | 0 | 0
987 |  |  |  | WEATHER-PROOF LED EXIT SIGN WITH EMERGENCY BATTERY PACK - SINGLE PACK (GARAGE) Manufacturer: LITHONIA Catalog No. : WLTE-W-1-R-EL X1 Type | 46 | 0% | 46 | EA | HRS | HRS | 0 | 0 | 0 | 0 | 0 | 0
988 |  |  |  | Emergency Light with Battery backup Manufacturer: LITHONIA Catalog No. : WLTE-W-1-R-EL | 19 | 0% | 19 | EA | HRS | HRS | 0 | 0 | 0 | 0 | 0 | 0
989 |  |  |  | Exit Light Wall Mounted Manufacturer: LITHONIA Catalog No. : EXR LED EL M6 | 26 | 0% | 26 | EA | HRS | HRS | 0 | 0 | 0 | 0 | 0 | 0
990 |  |  |  | Exit Light Ceiling Mounted Manufacturer: LITHONIA Catalog No. : EXR LED EL M6 | 28 | 0% | 28 | EA | HRS | HRS | 0 | 0 | 0 | 0 | 0 | 0
991 |  |  |  | Wall Mounted Light Fixture | 246 | 0% | 246 | EA | HRS | HRS | 0 | 0 | 0 | 0 | 0 | 0
992 |  |  |  | Ceiling Mounted Recessed Light | 143 | 0% | 143 | EA | HRS | HRS | 0 | 0 | 0 | 0 | 0 | 0
BREAKER
993 |  |  |  | 120/280 Volts 100AMP | 8 | 0% | 8 | EA | HRS | HRS | 0 | 0 | 0 | 0 | 0 | 0
994 |  |  |  | 120/280 Volt 225 AMP | 5 | 0% | 5 | EA | HRS | HRS | 0 | 0 | 0 | 0 | 0 | 0
WIRING
995 |  |  |  | Electrical Wiring | 156944 | 10% | 172638.4 | FT | HRS | HRS | 0 | 0 | 0 | 0 | 0 | 0
996 |  |  |  | Telephone cable | 4824 | 10% | 5306.4 | FT | HRS | HRS | 0 | 0 | 0 | 0 | 0 | 0
997 |  |  |  | Television Cable | 2648 | 10% | 2912.8 | FT | HRS | HRS | 0 | 0 | 0 | 0 | 0 | 0
CONDUITS
998 |  |  |  | 2" PVC Conduit For Telephone Cable | 4824 | 10% | 5306.4 | FT | HRS | HRS | 0 | 0 | 0 | 0 | 0 | 0
999 |  |  |  | 2" PVC Conduit For Television Cable | 2648 | 10% | 2912.8 | FT | HRS | HRS | 0 | 0 | 0 | 0 | 0 | 0
1000 |  |  |  | 1" PVC Electrical Conduit | 78472 | 10% | 86319.2 | FT | HRS | HRS | 0 | 0 | 0 | 0 | 0 | 0
INSULATION TRANSFORMER TO GENERATOR WIRE
1001 |  |  |  | 1-1/2" Calcium Silicate Insulation with 0.016" Aluminium jacket | 90 | 10% | 99 | FT | HRS | HRS | 0 | 0 | 0 | 0 | 0 | 0
|  |  |  | Subtotal (Electrical) | [5 empty] | 0 |  |  |  | 0 | 0 |  | 0
|  |  | 270000 | DIVISION 27 - COMMUNICATIONS
SITE COMMUNICATIONS
1002 |  |  |  | TMH: Telecommunication Maintenance Hole Size: 12' x 7' x 6' | 10 | 0% | 10 | EA | HRS | HRS | 0 | 0 | 0 | 0 | 0 | 0
1003 |  |  |  | THH : Telecommunication Handhole Size: 4' x 4' | 11 | 0% | 11 | EA | HRS | HRS | 0 | 0 | 0 | 0 | 0 | 0
1004 |  |  |  | CCH: Telecommunication Commercial Handhole Size: 5' x 3' | 3 | 0% | 3 | EA | HRS | HRS | 0 | 0 | 0 | 0 | 0 | 0
1005 |  |  |  | 2" Telecommunication Riser | 34.14 | 10% | 37.554 | FT | HRS | HRS | 0 | 0 | 0 | 0 | 0 | 0
1006 |  |  |  | ICS Patch Panel | 4 | 0% | 4 | EA | HRS | HRS | 0 | 0 | 0 | 0 | 0 | 0
1007 |  |  |  | A2 ET504: Communication Ductbank (12) 4" Conduits With Cables | 720.58 | 10% | 792.638 | FT | HRS | HRS | 0 | 0 | 0 | 0 | 0 | 0
1008 |  |  |  | A3 ET504: Communication Ductbank (2) 4" Conduits With Cables | 1041.58 | 10% | 1145.738 | FT | HRS | HRS | 0 | 0 | 0 | 0 | 0 | 0
1009 |  |  |  | B2 ET504: Communication Ductbank (12) 4" Conduits With Cables | 198.01 | 10% | 217.811 | FT | HRS | HRS | 0 | 0 | 0 | 0 | 0 | 0
1010 |  |  |  | B4 ET504: Communication Ductbank (1) 4" Conduits With Cables | 1055.9 | 10% | 1161.49 | FT | HRS | HRS | 0 | 0 | 0 | 0 | 0 | 0
1011 |  |  |  | B5 ET504: Communication Ductbank (1) 1" Conduits With Cables | 70.82 | 10% | 77.902 | FT | HRS | HRS | 0 | 0 | 0 | 0 | 0 | 0
1012 |  |  |  | C1 ET504: Communication Ductbank (12) 4" Conduits With Cables | 96.72 | 10% | 106.392 | FT | HRS | HRS | 0 | 0 | 0 | 0 | 0 | 0
1013 |  |  |  | C2 ET504: Communication Ductbank (12) 4" Conduits With Cables | 128.81 | 10% | 141.691 | FT | HRS | HRS | 0 | 0 | 0 | 0 | 0 | 0
1014 |  |  |  | C3 ET504: Communication Ductbank (12) 4" Conduits With Cables | 380.46 | 10% | 418.506 | FT | HRS | HRS | 0 | 0 | 0 | 0 | 0 | 0
1015 |  |  |  | C5 ET504: Communication Ductbank (2) 4" Conduits With Cables | 112.15 | 10% | 123.365 | FT | HRS | HRS | 0 | 0 | 0 | 0 | 0 | 0
1016 |  |  |  | D3 ET504: Communication Ductbank (2) 2" Conduits With Cables | 17.81 | 10% | 19.591 | FT | HRS | HRS | 0 | 0 | 0 | 0 | 0 | 0
1017 |  |  |  | D4 ET504: Communication Ductbank (1) 2" Conduits With Cables | 98.68 | 10% | 108.548 | FT | HRS | HRS | 0 | 0 | 0 | 0 | 0 | 0
1018 |  |  |  | D5 ET504: Communication Ductbank (1) 2" Conduits With Cables | 353.59 | 10% | 388.949 | FT | HRS | HRS | 0 | 0 | 0 | 0 | 0 | 0
1019 |  |  |  | 288 Strand Fiber Optic In Existing Duct Bank | 2254 | 10% | 2479.4 | FT | HRS | HRS | 0 | 0 | 0 | 0 | 0 | 0
CABLES AND CONDUITS
1020 |  |  |  | 3/4" EMT Conduit | 5445 | 10% | 5989.5 | FT | HRS | HRS | 0 | 0 | 0 | 0 | 0 | 0
1021 |  |  |  | CAT 6 Cable | 16335 | 10% | 17968.5 | FT | HRS | HRS | 0 | 0 | 0 | 0 | 0 | 0
COMMUNICATION FIXTURES
1022 |  |  |  | Utility Data Outlet | 80 | 0% | 80 | EA | HRS | HRS | 0 | 0 | 0 | 0 | 0 | 0
1023 |  |  |  | Standard Data Outlet | 87 | 0% | 87 | EA | HRS | HRS | 0 | 0 | 0 | 0 | 0 | 0
1024 |  |  |  | Sipr Outlet | 123 | 0% | 123 | EA | HRS | HRS | 0 | 0 | 0 | 0 | 0 | 0
1025 |  |  |  | Utility outlet Floor Box | 1 | 0% | 1 | EA | HRS | HRS | 0 | 0 | 0 | 0 | 0 | 0
1026 |  |  |  | 4" Conduits from THH | 380 | 10% | 418 | FT | HRS | HRS | 0 | 0 | 0 | 0 | 0 | 0
1027 |  |  |  | Sipr Outlet In Floor Box | 45 | 0% | 45 | EA | HRS | HRS | 0 | 0 | 0 | 0 | 0 | 0
1028 |  |  |  | Standard Outlet In Floor Box | 41 | 0% | 41 | EA | HRS | HRS | 0 | 0 | 0 | 0 | 0 | 0
1029 |  |  |  | HSN Outlet In Floor Box | 1 | 0% | 1 | EA | HRS | HRS | 0 | 0 | 0 | 0 | 0 | 0
1030 |  |  |  | Telecommunication Cabinets | 314 | 0% | 314 | EA | HRS | HRS | 0 | 0 | 0 | 0 | 0 | 0
1031 |  |  |  | UFER Unique Flange Equipment Rack | 17 | 0% | 17 | EA | HRS | HRS | 0 | 0 | 0 | 0 | 0 | 0
|  |  |  | Subtotal (Communications) | [5 empty] | 0 |  |  |  | 0 | 0 |  | 0
|  |  | 280000 | DIVISION 28 - ELECTRONIC SAFETY & SECURITY
AUDIO VISUAL SYSTEM
1032 |  |  |  | HSD Hallway Status Display/Indicator Light | 4 | 0% | 4 | EA | HRS | HRS | 0 | 0 | 0 | 0 | 0 | 0
1033 |  |  |  | Personnel Altering System Ceiling Speaker | 88 | 0% | 88 | EA | HRS | HRS | 0 | 0 | 0 | 0 | 0 | 0
1034 |  |  |  | Personnel Altering System Wall Speaker | 21 | 0% | 21 | EA | HRS | HRS | 0 | 0 | 0 | 0 | 0 | 0
1035 |  |  |  | VC Personnel Altering System Volume Control | 27 | 0% | 27 | EA | HRS | HRS | 0 | 0 | 0 | 0 | 0 | 0
1036 |  |  |  | IC Personnel Altering System Intercom | 11 | 0% | 11 | EA | HRS | HRS | 0 | 0 | 0 | 0 | 0 | 0
1037 |  |  |  | MST 2- Way Communication Master Station | 2 | 0% | 2 | EA | HRS | HRS | 0 | 0 | 0 | 0 | 0 | 0
1038 |  |  |  | CST 2- Way Communication Call Station | 4 | 0% | 4 | EA | HRS | HRS | 0 | 0 | 0 | 0 | 0 | 0
1039 |  |  |  | MC Intercom Master station | 1 | 0% | 1 | EA | HRS | HRS | 0 | 0 | 0 | 0 | 0 | 0
1040 |  |  |  | PA Rack | 2 | 0% | 2 | EA | HRS | HRS | 0 | 0 | 0 | 0 | 0 | 0
1041 |  |  |  | BST 2-Way Communication Base Station | 1 | 0% | 1 | EA | HRS | HRS | 0 | 0 | 0 | 0 | 0 | 0
1042 |  |  |  | Intercom Pole Switch | 3 | 0% | 3 | EA | HRS | HRS | 0 | 0 | 0 | 0 | 0 | 0
1043 |  |  |  | BMS Blanced Magnetic Switch | 59 | 0% | 59 | EA | HRS | HRS | 0 | 0 | 0 | 0 | 0 | 0
1044 |  |  |  | CR ACS Card Reader | 33 | 0% | 33 | EA | HRS | HRS | 0 | 0 | 0 | 0 | 0 | 0
1045 |  |  |  | MD Motion Detector | 15 | 0% | 15 | EA | HRS | HRS | 0 | 0 | 0 | 0 | 0 | 0
1046 |  |  |  | PCU Premise Control Unit | 4 | 0% | 4 | EA | HRS | HRS | 0 | 0 | 0 | 0 | 0 | 0
1047 |  |  |  | KP Alarm Keypad | 9 | 0% | 9 | EA | HRS | HRS | 0 | 0 | 0 | 0 | 0 | 0
1048 |  |  |  | CAM CCTV Survellance Camera Weather Proof | 3 | 0% | 3 | EA | HRS | HRS | 0 | 0 | 0 | 0 | 0 | 0
1049 |  |  |  | ACS Sccess Control System | 2 | 0% | 2 | EA | HRS | HRS | 0 | 0 | 0 | 0 | 0 | 0
1050 |  |  |  | IDS Intrusion Detection System | 2 | 0% | 2 | EA | HRS | HRS | 0 | 0 | 0 | 0 | 0 | 0
1051 |  |  |  | CL Cipher Lock | 4 | 0% | 4 | EA | HRS | HRS | 0 | 0 | 0 | 0 | 0 | 0
1052 |  |  |  | Perimeter CCTV Pole height: 15'-0" CCTV Footing: 3' Dia x 7' Deep | 4 | 0% | 4 | EA | HRS | HRS | 0 | 0 | 0 | 0 | 0 | 0
FIRE ALARM SYSTEM
1053 |  |  |  | Weatherproof Horn And Strobe | 2 | 0% | 2 | EA | HRS | HRS | 0 | 0 | 0 | 0 | 0 | 0
1054 |  |  |  | Weatherproof Emergency Stop Push Button | 2 | 0% | 2 | EA | HRS | HRS | 0 | 0 | 0 | 0 | 0 | 0
1055 |  |  |  | FACP: Fire Alarm Control Panel | 1 | 0% | 1 | EA | HRS | HRS | 0 | 0 | 0 | 0 | 0 | 0
1056 |  |  |  | Wall Mounrted Speaker | 4 | 0% | 4 | EA | HRS | HRS | 0 | 0 | 0 | 0 | 0 | 0
1057 |  |  |  | BMS Blanced Magnetic Swiwtch | 5 | 0% | 5 | EA | HRS | HRS | 0 | 0 | 0 | 0 | 0 | 0
1058 |  |  |  | KP Alarm Keypad | 1 | 0% | 1 | EA | HRS | HRS | 0 | 0 | 0 | 0 | 0 | 0
WIRING AND CONDUITS
1059 |  |  |  | 3/4" EMT Conduit | 2100 | 10% | 2310 | FT | HRS | HRS | 0 | 0 | 0 | 0 | 0 | 0
1060 |  |  |  | #12 AWG Wiring | 6300 | 10% | 6930 | FT | HRS | HRS | 0 | 0 | 0 | 0 | 0 | 0
|  |  |  | Subtotal (Electronic Safety & Security) | [5 empty] | 0 |  |  |  | 0 | 0 |  | 0
|  |  | 310000 | DIVISION 31 - EARTHWORK
EARTHWORK
1061 |  |  |  | Cut Quantity | 1117 | 10% | 1228.7 | CY | HRS | HRS | 0 | 0 | 0 | 0 | 0 | 0
1062 |  |  |  | Fill Quantity | 640 | 10% | 704 | CY | HRS | HRS | 0 | 0 | 0 | 0 | 0 | 0
1063 |  |  |  | Work Area | 1762 | 10% | 1938.2 | CY | HRS | HRS | 0 | 0 | 0 | 0 | 0 | 0
1064 |  |  |  | Bank Cut | 2129 | 10% | 2341.9 | CY | HRS | HRS | 0 | 0 | 0 | 0 | 0 | 0
1065 |  |  |  | Expanded Cut | 2129 | 10% | 2341.9 | CY | HRS | HRS | 0 | 0 | 0 | 0 | 0 | 0
1066 |  |  |  | Bank Fill | 348 | 10% | 382.8 | CY | HRS | HRS | 0 | 0 | 0 | 0 | 0 | 0
1067 |  |  |  | Export | 1782 | 10% | 1960.2 | CY | HRS | HRS | 0 | 0 | 0 | 0 | 0 | 0
|  |  |  | Subtotal (Earthwork) | [5 empty] | 0 |  |  |  | 0 | 0 |  | 0
|  |  | 320000 | DIVISION 32 - EXTERIOR IMPROVEMENTS
LANDSCAPING
TREES
1068 |  |  |  | Betula Nigra 'Heritage' Cal 3" | 5 | 0% | 5 | EA | HRS | HRS | 0 | 0 | 0 | 0 | 0 | 0
1069 |  |  |  | Cryptomeria japonica 'Yoshino' Cal 3" Height: 6-8' | 34 | 0% | 34 | EA | HRS | HRS | 0 | 0 | 0 | 0 | 0 | 0
1070 |  |  |  | Juniperus virginiana 'Idyllwild' Cal 3" Height: 7-8' | 29 | 0% | 29 | EA | HRS | HRS | 0 | 0 | 0 | 0 | 0 | 0
1071 |  |  |  | Magnolia grandiflora 'Teddy Bear' Cal 3" Height: 10-12' | 14 | 0% | 14 | EA | HRS | HRS | 0 | 0 | 0 | 0 | 0 | 0
1072 |  |  |  | Magnolia virginiana 'Moonglow' Cal 3" Height: 10-12' | 9 | 0% | 9 | EA | HRS | HRS | 0 | 0 | 0 | 0 | 0 | 0
1073 |  |  |  | Quercus bicolor 'Sun Breaker' Cal 3" Height: 10-12' | 13 | 0% | 13 | EA | HRS | HRS | 0 | 0 | 0 | 0 | 0 | 0
1074 |  |  |  | Quercus lyrata 'Hopeulikit' Cal 3" Height: 10-12' | 15 | 0% | 15 | EA | HRS | HRS | 0 | 0 | 0 | 0 | 0 | 0
1075 |  |  |  | Quercus nuttallii 'Esplanade' Cal 3" Height: 10-12' | 13 | 0% | 13 | EA | HRS | HRS | 0 | 0 | 0 | 0 | 0 | 0
1076 |  |  |  | Ulmus americana 'Jefferson' Cal 8" Height 18'+ | 1 | 0% | 1 | EA | HRS | HRS | 0 | 0 | 0 | 0 | 0 | 0
1077 |  |  |  | Ulmus americana 'Jefferson' Cal 4" Height: 10-12' | 8 | 0% | 8 | EA | HRS | HRS | 0 | 0 | 0 | 0 | 0 | 0
1078 |  |  |  | Magnolia virginiana 'Moonglow' Cal 3" Height: 10-12' | 1 | 0% | 1 | EA | HRS | HRS | 0 | 0 | 0 | 0 | 0 | 0
SHRUBS
1079 |  |  |  | Cephalotaxus harringtonia 'Duke Gardens' Height: 24-30" | 194 | 0% | 194 | EA | HRS | HRS | 0 | 0 | 0 | 0 | 0 | 0
1080 |  |  |  | Cornus sericea 'Farrow' Arctic Fire Height: 24-30" | 34 | 0% | 34 | EA | HRS | HRS | 0 | 0 | 0 | 0 | 0 | 0
1081 |  |  |  | Distylium 'Vintage Jade' Height: 36-48" | 105 | 0% | 105 | EA | HRS | HRS | 0 | 0 | 0 | 0 | 0 | 0
1082 |  |  |  | Fothergilla garden!! 'Suzanne' Height: 18-24" | 59 | 0% | 59 | EA | HRS | HRS | 0 | 0 | 0 | 0 | 0 | 0
1083 |  |  |  | Hydrangea paniculata 'Bobo' Heught 24-30" | 103 | 0% | 103 | EA | HRS | HRS | 0 | 0 | 0 | 0 | 0 | 0
1084 |  |  |  | Hydrangea quercifolia 'Pee Wee' Height: 24" | 109 | 0% | 109 | EA | HRS | HRS | 0 | 0 | 0 | 0 | 0 | 0
1085 |  |  |  | Ilex glabra 'Shamrock' Height: 15-18" | 178 | 0% | 178 | EA | HRS | HRS | 0 | 0 | 0 | 0 | 0 | 0
1086 |  |  |  | Ilex x 'Nellie R. Stevens' Height: 12-14'' | 40 | 0% | 40 | EA | HRS | HRS | 0 | 0 | 0 | 0 | 0 | 0
1087 |  |  |  | Itea virginica 'Little Henry' Height: 18"Min | 248 | 0% | 248 | EA | HRS | HRS | 0 | 0 | 0 | 0 | 0 | 0
1088 |  |  |  | Juniperus virginiana 'Grey Owl' Height: 3-4' | 79 | 0% | 79 | EA | HRS | HRS | 0 | 0 | 0 | 0 | 0 | 0
1089 |  |  |  | Rhus aromatica 'Gro-low' Height: 15-18" | 39 | 0% | 39 | EA | HRS | HRS | 0 | 0 | 0 | 0 | 0 | 0
1090 |  |  |  | Taxus x media 'Hicksii' Height: 3-4' | 72 | 0% | 72 | EA | HRS | HRS | 0 | 0 | 0 | 0 | 0 | 0
1091 |  |  |  | Cephalotaxus harringtonia 'Duke Gardens' Height: 24-30" | 23 | 0% | 23 | EA | HRS | HRS | 0 | 0 | 0 | 0 | 0 | 0
1092 |  |  |  | Distylium'Vintage Jade' Height: 36-48" | 9 | 0% | 9 | EA | HRS | HRS | 0 | 0 | 0 | 0 | 0 | 0
1093 |  |  |  | Ilex glabra 'Shamrock' 15-18" | 9 | 0% | 9 | EA | HRS | HRS | 0 | 0 | 0 | 0 | 0 | 0
1094 |  |  |  | /tea virgin lea 'Little Henry' Height: 18"Min | 6 | 0% | 6 | EA | HRS | HRS | 0 | 0 | 0 | 0 | 0 | 0
PERENNIALS/GRASSES
1095 |  |  |  | Amsonia hurbrichtii Height: 12" Min | 379 | 0% | 379 | EA | HRS | HRS | 0 | 0 | 0 | 0 | 0 | 0
1096 |  |  |  | Carex cherokeensis Height: 1-2' | 1044 | 0% | 1044 | EA | HRS | HRS | 0 | 0 | 0 | 0 | 0 | 0
1097 |  |  |  | Coreopsis lanceolata | 520 | 0% | 520 | EA | HRS | HRS | 0 | 0 | 0 | 0 | 0 | 0
1098 |  |  |  | Dryopteris erythrosora 'Brilliance' Height: 18-24" | 156 | 0% | 156 | EA | HRS | HRS | 0 | 0 | 0 | 0 | 0 | 0
1099 |  |  |  | Eupatorium dubium 'Little Joe' Height: 36-48" | 97 | 0% | 97 | EA | HRS | HRS | 0 | 0 | 0 | 0 | 0 | 0
1100 |  |  |  | Heuchera villosa 'Autumn Bride' | 295 | 0% | 295 | EA | HRS | HRS | 0 | 0 | 0 | 0 | 0 | 0
1101 |  |  |  | Hypericum calycinum Height: 9-12" | 409 | 0% | 409 | EA | HRS | HRS | 0 | 0 | 0 | 0 | 0 | 0
1102 |  |  |  | Liriope mu scan 'Big Blue' | 1356 | 0% | 1356 | EA | HRS | HRS | 0 | 0 | 0 | 0 | 0 | 0
1103 |  |  |  | Nepeta 'Walker's Low Height: 12-15" | 520 | 0% | 520 | EA | HRS | HRS | 0 | 0 | 0 | 0 | 0 | 0
1104 |  |  |  | Panicum virgatum 'Heavy Metal' Height: 18-24" | 451 | 0% | 451 | EA | HRS | HRS | 0 | 0 | 0 | 0 | 0 | 0
1105 |  |  |  | Panicum virgatum 'Shenandoah' Height: 24-30" | 892 | 0% | 892 | EA | HRS | HRS | 0 | 0 | 0 | 0 | 0 | 0
1106 |  |  |  | Coreopsis lanceolata | 11 | 0% | 11 | EA | HRS | HRS | 0 | 0 | 0 | 0 | 0 | 0
1107 |  |  |  | Muhlenbergia capallaris 'Gulf Pink' Height: 18-24" | 12 | 0% | 12 | EA | HRS | HRS | 0 | 0 | 0 | 0 | 0 | 0
1108 |  |  |  | Nepeta 'Walker's Low' Height: 12-15" | 11 | 0% | 11 | EA | HRS | HRS | 0 | 0 | 0 | 0 | 0 | 0
1109 |  |  |  | Panicum virgatum 'Shenandoah' Height: 24-30" | 27 | 0% | 27 | EA | HRS | HRS | 0 | 0 | 0 | 0 | 0 | 0
CONCRETE FLATWORK
SIDEWALK AND CROSSWALK
1110 |  |  |  | Concrete Sidewalk, 3300 Psi (6" Min Thickness) | 8912 | 10% | 9803.2 | SF | HRS | HRS | 0 | 0 | 0 | 0 | 0 | 0
1111 |  |  |  | concrete Sidewalk, 3300 Psi (6"" Min Thickness) | 2341 | 10% | 2575.1 | SF | HRS | HRS | 0 | 0 | 0 | 0 | 0 | 0
1112 |  |  |  | 6"" Thick Reinforced Portland Cement Cocrete Crosswalk- Raised Reinforcement: 10 Ga, 6' X 6' Square" | 4029 | 10% | 4431.9 | SF | HRS | HRS | 0 | 0 | 0 | 0 | 0 | 0
1113 |  |  |  | 6"" Thick Portland Cement Cocrete Pad Reinforcement: #4 Bars @ 16"" O. C" | 343 | 10% | 377.3 | SF | HRS | HRS | 0 | 0 | 0 | 0 | 0 | 0
DRIVEWAY/ PAVEMENT
1114 |  |  |  | 3000 Psi Portland Cement Concrete Commercial Driveway | 1002 | 10% | 1102.2 | SF | HRS | HRS | 0 | 0 | 0 | 0 | 0 | 0
1115 |  |  |  | 7"" Thick, 3000 Psi Portland Cement Concrete Pavement (vehicle Areas) Reinforcement: 10 Ga, 6' X 6' Welded Wire Fabric | 8992 | 10% | 9891.2 | SF | HRS | HRS | 0 | 0 | 0 | 0 | 0 | 0
1116 |  |  |  | 7"" Thick, 3000 Psi Portland Cement Cocrete Pavement (vehicle Areas) Reinforcement: 10 Ga, 6' X 6' Welded Wire Fabric | 5622 | 10% | 6184.2 | SF | HRS | HRS | 0 | 0 | 0 | 0 | 0 | 0
ADA RAMP
1117 |  |  |  | ADA Ramp With 2' Min Wide Detectable Wrap | 392 | 10% | 431.2 | SF | HRS | HRS | 0 | 0 | 0 | 0 | 0 | 0
1118 |  |  |  | Install Ada Detectable Warning Strip, Min 2' Wide | 127 | 10% | 139.7 | SF | HRS | HRS | 0 | 0 | 0 | 0 | 0 | 0
STANDARD CURB
1119 |  |  |  | Standard Concrete Curb W/ 6" Exposure Detail | 877 | 10% | 964.7 | FT | HRS | HRS | 0 | 0 | 0 | 0 | 0 | 0
1120 |  |  |  | standard Concrete Curb W/ 6"" Exposure Detail | 1233 | 10% | 1356.3 | FT | HRS | HRS | 0 | 0 | 0 | 0 | 0 | 0
1121 |  |  |  | 7-3/4" X 12" Perimeter Concrete Curb Ease Cexposed Corners W/ (2) #4 Rebar Continuous | 1109 | 10% | 1219.9 | FT | HRS | HRS | 0 | 0 | 0 | 0 | 0 | 0
1122 |  |  |  | 12" X 18" Perimeter Concrete Curb Ease Cexposed Corners W/ (2) #4 Rebar Continuous | 899 | 10% | 988.9 | FT | HRS | HRS | 0 | 0 | 0 | 0 | 0 | 0
CONCRETE STEPS
1123 |  |  |  | Concrete For Stairs | 23 | 10% | 25.3 | CY | HRS | HRS | 0 | 0 | 0 | 0 | 0 | 0
1124 |  |  |  | Concrete Treads (0'-11" W X 5'-0" L) | 66 | 0% | 1 | TREADS | HRS | HRS | 0 | 0 | 0 | 0 | 0 | 0
FOOTING FOR FENCE POST
1125 |  |  |  | 5'-0"" X 8'-0"" X 1'-6"" Deep Proposed Concrete Footing For 16' High Fence Post Reinforcement: #4 @ 8"" O. C Each Way Top & Bottom" | 44 | 10% | 48.4 | CY | HRS | HRS | 0 | 0 | 0 | 0 | 0 | 0
FENCE
1126 |  |  |  | Fence At Property Line (Chainlink) | 968.62 | 10% | 1065.482 | FT | HRS | HRS | 0 | 0 | 0 | 0 | 0 | 0
GUARDRAILS
1127 |  |  |  | Guardrail At Ramp | 179.6 | 10% | 197.56 | FT | HRS | HRS | 0 | 0 | 0 | 0 | 0 | 0
1128 |  |  |  | Handrails | 125.23 | 10% | 137.753 | FT | HRS | HRS | 0 | 0 | 0 | 0 | 0 | 0
STRIPPING
1129 |  |  |  | 4" Wide Parking Strip(18' Length) | 1838 | 10% | 2021.8 | FT | HRS | HRS | 0 | 0 | 0 | 0 | 0 | 0
1130 |  |  |  | 6' Long Concrete Wheel Stopper | 58 | 0% | 58 | EA | HRS | HRS | 0 | 0 | 0 | 0 | 0 | 0
1131 |  |  |  | Detectable Warning | 327.01 | 10% | 359.711 | SF | HRS | HRS | 0 | 0 | 0 | 0 | 0 | 0
1132 |  |  |  | 24" Wide Cross Walk | 358.03 | 10% | 393.833 | FT | HRS | HRS | 0 | 0 | 0 | 0 | 0 | 0
WHEELSTOPS AND SITE WORK
1133 |  |  |  | Precast Wheel Stops | 8 | 0% | 8 | EA | HRS | HRS | 0 | 0 | 0 | 0 | 0 | 0
1134 |  |  |  | Bollard Footings | 102 | 10% | 112.2 | CY | HRS | HRS | 0 | 0 | 0 | 0 | 0 | 0
1135 |  |  |  | MOW Strip | 466 | 10% | 512.6 | FT | HRS | HRS | 0 | 0 | 0 | 0 | 0 | 0
1136 |  |  |  | Varsity Field Wall | 324 | 10% | 356.4 | FT | HRS | HRS | 0 | 0 | 0 | 0 | 0 | 0
1137 |  |  |  | Bleechers | 12 | 0% | 12 | EA | HRS | HRS | 0 | 0 | 0 | 0 | 0 | 0
1138 |  |  |  | Bike Rack concrete Thickening | 766 | 10% | 842.6 | FT | HRS | HRS | 0 | 0 | 0 | 0 | 0 | 0
1139 |  |  |  | Footing for Sign Boards | 45 | 10% | 49.5 | CY | HRS | HRS | 0 | 0 | 0 | 0 | 0 | 0
1140 |  |  |  | Cheeck Walls | 434 | 10% | 477.4 | FT | HRS | HRS | 0 | 0 | 0 | 0 | 0 | 0
MISC.
1141 |  |  |  | Art Sculpture/Mural | 1 | 0% | 1 | EA | HRS | HRS | 0 | 0 | 0 | 0 | 0 | 0
1142 |  |  |  | Bench | 5 | 0% | 5 | EA | HRS | HRS | 0 | 0 | 0 | 0 | 0 | 0
1143 |  |  |  | Game Table | 2 | 0% | 2 | EA | HRS | HRS | 0 | 0 | 0 | 0 | 0 | 0
1144 |  |  |  | Trash Receptacle | 1 | 0% | 1 | EA | HRS | HRS | 0 | 0 | 0 | 0 | 0 | 0
1145 |  |  |  | Grill Station | 1 | 0% | 1 | EA | HRS | HRS | 0 | 0 | 0 | 0 | 0 | 0
1146 |  |  |  | Bike Rack | 11 | 0% | 11 | EA | HRS | HRS | 0 | 0 | 0 | 0 | 0 | 0
1147 |  |  |  | Drinking Fountain | 1 | 0% | 1 | EA | HRS | HRS | 0 | 0 | 0 | 0 | 0 | 0
1148 |  |  |  | Dog park Equipment | 3 | 0% | 3 | EA | HRS | HRS | 0 | 0 | 0 | 0 | 0 | 0
1149 |  |  |  | Dog Park Fence | 58.72 | 10% | 64.592 | FT | HRS | HRS | 0 | 0 | 0 | 0 | 0 | 0
1150 |  |  |  | Dog Station | 1 | 0% | 1 | EA | HRS | HRS | 0 | 0 | 0 | 0 | 0 | 0
|  |  |  | Subtotal (Exterior Improvements | [5 empty] | 0 |  |  |  | 0 | 0 |  | 0
|  |  | 330000 | DIVISION 33 - UTILITIES
SANITARY MANHOLE
1151 |  |  |  | 48" MANHOLE | 15 | 0% | 15 | EA | HRS | HRS | 0 | 0 | 0 | 0 | 0 | 0
1152 |  |  |  | Sanitary Cleanout | 9 | 0% | 9 | EA | HRS | HRS | 0 | 0 | 0 | 0 | 0 | 0
WATER SERVICE
1153 |  |  |  | 8"W Water Service Pipe C900 PVC | 1658 | 10% | 1823.8 | FT | HRS | HRS | 0 | 0 | 0 | 0 | 0 | 0
1154 |  |  |  | 2"W Water Service Pipe C900PVC | 542 | 10% | 596.2 | FT | HRS | HRS | 0 | 0 | 0 | 0 | 0 | 0
1155 |  |  |  | Water Meter With Box | 5 | 0% | 5 | EA | HRS | HRS | 0 | 0 | 0 | 0 | 0 | 0
1156 |  |  |  | Tapping Sleeve & Water Valve | 5 | 0% | 5 | EA | HRS | HRS | 0 | 0 | 0 | 0 | 0 | 0
1157 |  |  |  | Double Detector Check Valve | 5 | 0% | 5 | EA | HRS | HRS | 0 | 0 | 0 | 0 | 0 | 0
IRRIGATION SERVICE
1158 |  |  |  | Irrigation Meter | 1 | 0% | 1 | EA | HRS | HRS | 0 | 0 | 0 | 0 | 0 | 0
1159 |  |  |  | Irrigation Backflow Preventer | 1 | 0% | 1 | EA | HRS | HRS | 0 | 0 | 0 | 0 | 0 | 0
1160 |  |  |  | 2" Irrigation Pipe | 1874 | 10% | 2061.4 | FT | HRS | HRS | 0 | 0 | 0 | 0 | 0 | 0
FIRE SERVICE
1161 |  |  |  | Fire Hydrant With Assemblies | 1 | 0% | 1 | EA | HRS | HRS | 0 | 0 | 0 | 0 | 0 | 0
1181 |  |  |  | 6" DIP Fire Pipe | 32 | 10% | 35.2 | FT | HRS | HRS | 0 | 0 | 0 | 0 | 0 | 0
DRAINAGE PIPES
1163 |  |  |  | 15" RCP Pipe | 1324 | 10% | 1456.4 | FT | HRS | HRS | 0 | 0 | 0 | 0 | 0 | 0
1164 |  |  |  | 18" RCP Pipe | 402 | 10% | 442.2 | FT | HRS | HRS | 0 | 0 | 0 | 0 | 0 | 0
1165 |  |  |  | 6" HDPE Pipe | 651 | 10% | 716.1 | FT | HRS | HRS | 0 | 0 | 0 | 0 | 0 | 0
1166 |  |  |  | 15" HDPE Pipe | 165 | 10% | 181.5 | FT | HRS | HRS | 0 | 0 | 0 | 0 | 0 | 0
1167 |  |  |  | 8" HDPE Pipe | 525 | 10% | 577.5 | FT | HRS | HRS | 0 | 0 | 0 | 0 | 0 | 0
1168 |  |  |  | 30" RCP Pipe | 185 | 10% | 203.5 | FT | HRS | HRS | 0 | 0 | 0 | 0 | 0 | 0
1169 |  |  |  | 24" RCP Pipe | 36 | 10% | 39.6 | FT | HRS | HRS | 0 | 0 | 0 | 0 | 0 | 0
1170 |  |  |  | 12" RCP Pipe | 197 | 10% | 216.7 | FT | HRS | HRS | 0 | 0 | 0 | 0 | 0 | 0
DRAINAGE FIXTURES
1171 |  |  |  | Single Grate Inlet | 1 | 0% | 1 | EA | HRS | HRS | 0 | 0 | 0 | 0 | 0 | 0
1172 |  |  |  | Stormtrap | 6 | 0% | 6 | EA | HRS | HRS | 0 | 0 | 0 | 0 | 0 | 0
1173 |  |  |  | Roofdrain Boot And Cleanout | 33 | 0% | 33 | EA | HRS | HRS | 0 | 0 | 0 | 0 | 0 | 0
1174 |  |  |  | Single Curb Inlet | 59 | 0% | 59 | EA | HRS | HRS | 0 | 0 | 0 | 0 | 0 | 0
1175 |  |  |  | 18" Drain Basin Solid Cover | 4 | 0% | 4 | EA | HRS | HRS | 0 | 0 | 0 | 0 | 0 | 0
1176 |  |  |  | 18" Drain Basin With Grate | 6 | 0% | 6 | EA | HRS | HRS | 0 | 0 | 0 | 0 | 0 | 0
1177 |  |  |  | Area Drain | 1 | 0% | 1 | EA | HRS | HRS | 0 | 0 | 0 | 0 | 0 | 0
1178 |  |  |  | Trench Drain | 3 | 0% | 3 | EA | HRS | HRS | 0 | 0 | 0 | 0 | 0 | 0
1179 |  |  |  | Head Wall | 2 | 0% | 2 | EA | HRS | HRS | 0 | 0 | 0 | 0 | 0 | 0
1180 |  |  |  | 10” Drain Basin Solid Cover | 4 | 0% | 4 | EA | HRS | HRS | 0 | 0 | 0 | 0 | 0 | 0
SANITARY PIPES
1181 |  |  |  | 8"S Proposed Sanitary Sewer SDR26 | 1254 | 10% | 1379.4 | FT | HRS | HRS | 0 | 0 | 0 | 0 | 0 | 0
SITE LIGHTING
1182 |  |  |  | A: Single Head Pole Light 25' Pole MFR: Signify Watts: 104.3 Lumens: 11314 OPF-S-A05-730-BLC | 11 | 0% | 11 | EA | HRS | HRS | 0 | 0 | 0 | 0 | 0 | 0
1183 |  |  |  | B1: Single Head Pole Light 17' Pole MFR: Lumca Watts: 80.67 Lumens: 5006 LIO 36LED07 80W-120V L3FL-HSS-30K | 19 | 0% | 19 | EA | HRS | HRS | 0 | 0 | 0 | 0 | 0 | 0
1184 |  |  |  | B2: Single Head Pole Light 10' Pole MFR: Lumca Watts: 121.29 Lumens: 2435 LIO 18LED05 30W-120V L3FL-HSS-30K | 14 | 0% | 14 | EA | HRS | HRS | 0 | 0 | 0 | 0 | 0 | 0
1185 |  |  |  | B3: Single Head Pole Light 10' Pole MFR: Lumca Watts: 20.44 Lumens: 2333 LIO 18LED05 30W-120V L3FL-HSS-30K | 5 | 0% | 5 | EA | HRS | HRS | 0 | 0 | 0 | 0 | 0 | 0
1186 |  |  |  | C1: Surface Light MFR: Pil Lighting Watts: 53 Lumens: 5320 PIL-MIMK-50 -M | 7 | 0% | 7 | EA | HRS | HRS | 0 | 0 | 0 | 0 | 0 | 0
1187 |  |  |  | S: Street Pole Single Head 18' FT MFR: DMF Lighting Watts: 282 Lumens: 4324 K124R-B3AR-V | 7 | 0% | 7 | EA | HRS | HRS | 0 | 0 | 0 | 0 | 0 | 0
1188 |  |  |  | D: LED Step Light MFR: PIL Lighting Watts: 7 Lumens: 250 Insert Plus | 21 | 0% | 21 | EA | HRS | HRS | 0 | 0 | 0 | 0 | 0 | 0
1189 |  |  |  | F: Single Light Watts: 15 | 4 | 0% | 4 | EA | HRS | HRS | 0 | 0 | 0 | 0 | 0 | 0
1190 |  |  |  | G: LED Gara Optics Watts: 38 | 3 | 0% | 3 | EA | HRS | HRS | 0 | 0 | 0 | 0 | 0 | 0
1191 |  |  |  | H: Single Light Watts: 5 | 46 | 0% | 46 | EA | HRS | HRS | 0 | 0 | 0 | 0 | 0 | 0
1192 |  |  |  | j: Single Light Watts: 3.68 | 12 | 0% | 12 | EA | HRS | HRS | 0 | 0 | 0 | 0 | 0 | 0
SITE POWER
1193 |  |  |  | Dual EV Charger Station Note: EV Charger Provided By Owner Contractor To provide Power, conduits And Connections. | 2 | 0% | 2 | EA | HRS | HRS | 0 | 0 | 0 | 0 | 0 | 0
1194 |  |  |  | Single EV Charger Station Note: EV Charger Provided By Owner Contractor To provide Power, conduits And Connections. | 2 | 0% | 2 | EA | HRS | HRS | 0 | 0 | 0 | 0 | 0 | 0
1195 |  |  |  | LCP Lighting Control Panel | 1 | 0% | 1 | EA | HRS | HRS | 0 | 0 | 0 | 0 | 0 | 0
1196 |  |  |  | Site Junction Box | 1 | 0% | 1 | EA | HRS | HRS | 0 | 0 | 0 | 0 | 0 | 0
1197 |  |  |  | UGE Underground Electrical Line | 1249 | 10% | 1373.9 | FT | HRS | HRS | 0 | 0 | 0 | 0 | 0 | 0
1198 |  |  |  | 3/4" PVC Conduits | 7200 | 10% | 7920 | FT | HRS | HRS | 0 | 0 | 0 | 0 | 0 | 0
1199 |  |  |  | #12 AWG Wiring | 21600 | 10% | 23760 | FT | HRS | HRS | 0 | 0 | 0 | 0 | 0 | 0
|  |  |  | Subtotal (Utilities) | [5 empty] | 0 |  |  |  | 0 | 0 |  | 0
SUB TOTAL | [15 empty] | 0 | 0
OVERHEAD AND PROFIT | [11 empty] | 25% |  |  |  | 0 | 0
TOTAL BASE BID | [15 empty] | 0 | 0
General Notes: The prices used while preparing the estimate were taken from RSMeans online i.e. the standard pricing & the company is not responsible for any kind of variations in the prices. So, it is preferred to review the prices.

## GENERAL SUMMARY
GENERAL SUMMARY
Prepared For: | SAMPLE ESTIMATE COMPLETE GC
Project ID:
Scope:
No. Of Floors:
Date |  | 2025-01-23
DIVISION NO | DESCRIPTION |  | LABOR Hours | MATERIAL COST | LABOR COST | SUBTOTAL
10000 | GENERAL REQUIRMENTS |  | 0 | 0 | 0 | 0
20000 | EXISTING CONDITIONS |  | 0 | 0 | 0 | 0
30000 | CONCRETE |  | 0 | 0 | 0 | 0
40000 | MASONRY |  | 0 | 0 | 0 | 0
50000 | METAL |  | 0 | 0 | 0 | 0
60000 | WOOD AND PLASTIC |  | 0 | 0 | 0 | 0
70000 | THERMAL AND MOISTURE PROTECTION |  | 0 | 0 | 0 | 0
80000 | OPENINGS |  | 0 | 0 | 0 | 0
90000 | FINISHES |  | 0 | 0 | 0 | 0
100000 | SPECIALITIES |  | 0 | 0 | 0 | 0
110000 | EQUIPMENTS |  | 0 | 0 | 0 | 0
120000 | FURNISHINGS |  | 0 | 0 | 0 | 0
140000 | CONVEYING SYSTEM |  | 0 | 0 | 0 | 0
210000 | FIRE SUPPRESSION SYSTEM |  | 0 | 0 | 0 | 0
220000 | PLUMBING |  | 0 | 0 | 0 | 0
230000 | MECHANICAL |  | 0 | 0 | 0 | 0
260000 | ELECTRICAL |  | 0 | 0 | 0 | 0
270000 | COMMUNICATIONS |  | 0 | 0 | 0 | 0
280000 | ELECTRONIC SAFETY & SECURITY |  | 0 | 0 | 0 | 0
310000 | EARTHWORK |  | 0 | 0 | 0 | 0
320000 | EXTERIOR IMPROVEMENTS |  | 0 | 0 | 0 | 0
330000 | UTILITIES |  | 0 | 0 | 0 | 0
SUB TOTAL |  |  | HRS | 0 | 0 | 0
OVERHEAD AND PROFIT |  | 25% |  |  | 0 | 0
TOTAL BASE BID | [5 empty] | 0